## Costs
value
Objective | 13491.8996
annual_grid | 3029.2537
carb_grid | 0
annual_PV_inv_cost | 10593.9567
annual_PV_op_cost | 750
annual_boiler_inv_cost | 2826.6736
annual_boiler_op_cost | 8097.015
annual_batt_inv_cost | 0
annual_batt_op_cost | 0
annual_ashp_inv_cost | 0
annual_tank_inv_cost | 0
annual_export_inc | 3433.2512
annual_FIT | 8371.7482
time taken | 28.6394
solver termination | optimal

## Battery_selection
variable value
(34, 'RESU6.5', 'DES_res[2].W[34,RESU6.5]') | 0
(34, 'RESU3.3', 'DES_res[2].W[34,RESU3.3]') | 0
(34, 'TP2', 'DES_res[2].W[34,TP2]') | 0
(47, 'RESU6.5', 'DES_res[2].W[47,RESU6.5]') | 0
(47, 'RESU3.3', 'DES_res[2].W[47,RESU3.3]') | 0
(47, 'TP2', 'DES_res[2].W[47,TP2]') | 0
(70, 'RESU6.5', 'DES_res[2].W[70,RESU6.5]') | 0
(70, 'RESU3.3', 'DES_res[2].W[70,RESU3.3]') | 0
(70, 'TP2', 'DES_res[2].W[70,TP2]') | 0
(73, 'RESU6.5', 'DES_res[2].W[73,RESU6.5]') | 0
(73, 'RESU3.3', 'DES_res[2].W[73,RESU3.3]') | 0
(73, 'TP2', 'DES_res[2].W[73,TP2]') | 0
(74, 'RESU6.5', 'DES_res[2].W[74,RESU6.5]') | 0
(74, 'RESU3.3', 'DES_res[2].W[74,RESU3.3]') | 0
(74, 'TP2', 'DES_res[2].W[74,TP2]') | 0
(83, 'RESU6.5', 'DES_res[2].W[83,RESU6.5]') | 0
(83, 'RESU3.3', 'DES_res[2].W[83,RESU3.3]') | 0
(83, 'TP2', 'DES_res[2].W[83,TP2]') | 0
(178, 'RESU6.5', 'DES_res[2].W[178,RESU6.5]') | 0
(178, 'RESU3.3', 'DES_res[2].W[178,RESU3.3]') | 0
(178, 'TP2', 'DES_res[2].W[178,TP2]') | 0
(208, 'RESU6.5', 'DES_res[2].W[208,RESU6.5]') | 0
(208, 'RESU3.3', 'DES_res[2].W[208,RESU3.3]') | 0
(208, 'TP2', 'DES_res[2].W[208,TP2]') | 0
(225, 'RESU6.5', 'DES_res[2].W[225,RESU6.5]') | 0
(225, 'RESU3.3', 'DES_res[2].W[225,RESU3.3]') | 0
(225, 'TP2', 'DES_res[2].W[225,TP2]') | 0
(248, 'RESU6.5', 'DES_res[2].W[248,RESU6.5]') | 0
(248, 'RESU3.3', 'DES_res[2].W[248,RESU3.3]') | 0
(248, 'TP2', 'DES_res[2].W[248,TP2]') | 0
(249, 'RESU6.5', 'DES_res[2].W[249,RESU6.5]') | 0
(249, 'RESU3.3', 'DES_res[2].W[249,RESU3.3]') | 0
(249, 'TP2', 'DES_res[2].W[249,TP2]') | 0
(264, 'RESU6.5', 'DES_res[2].W[264,RESU6.5]') | 0
(264, 'RESU3.3', 'DES_res[2].W[264,RESU3.3]') | 0
(264, 'TP2', 'DES_res[2].W[264,TP2]') | 0

## PV_panels
variable value
(34, 'DES_res[2].panels_PV_reals[34]') | 20
(47, 'DES_res[2].panels_PV_reals[47]') | 20
(70, 'DES_res[2].panels_PV_reals[70]') | 20
(73, 'DES_res[2].panels_PV_reals[73]') | 20
(74, 'DES_res[2].panels_PV_reals[74]') | 20
(83, 'DES_res[2].panels_PV_reals[83]') | 20
(178, 'DES_res[2].panels_PV_reals[178]') | 20
(208, 'DES_res[2].panels_PV_reals[208]') | 20
(225, 'DES_res[2].panels_PV_reals[225]') | 20
(248, 'DES_res[2].panels_PV_reals[248]') | 20
(249, 'DES_res[2].panels_PV_reals[249]') | 20
(264, 'DES_res[2].panels_PV_reals[264]') | 20

## COP
variable value
(1, 'Small2') | 3.1318
(1, 'Med1') | 2.743
(1, 'Med2') | 2.7497
(1, 'Cascade') | 2.7497
(2, 'Small2') | 3.0798
(2, 'Med1') | 2.7285
(2, 'Med2') | 2.7277
(2, 'Cascade') | 2.7277
(3, 'Small2') | 3.0345
(3, 'Med1') | 2.7175
(3, 'Med2') | 2.7112
(3, 'Cascade') | 2.7112
(4, 'Small2') | 3.0059
(4, 'Med1') | 2.7111
(4, 'Med2') | 2.7017
(4, 'Cascade') | 2.7017
(5, 'Small2') | 2.9586
(5, 'Med1') | 2.7013
(5, 'Med2') | 2.6871
(5, 'Cascade') | 2.6871
(6, 'Small2') | 2.9345
(6, 'Med1') | 2.6966
(6, 'Med2') | 2.6801
(6, 'Cascade') | 2.6801
(7, 'Small2') | 3.0532
(7, 'Med1') | 2.7219
(7, 'Med2') | 2.7178
(7, 'Cascade') | 2.7178
(8, 'Small2') | 3.226
(8, 'Med1') | 2.7789
(8, 'Med2') | 2.8043
(8, 'Cascade') | 2.8043
(9, 'Small2') | 3.3075
(9, 'Med1') | 2.8406
(9, 'Med2') | 2.9007
(9, 'Cascade') | 2.9007
(10, 'Small2') | 3.3379
(10, 'Med1') | 2.9038
(10, 'Med2') | 3.002
(10, 'Cascade') | 3.002
(11, 'Small2') | 3.3467
(11, 'Med1') | 2.952
(11, 'Med2') | 3.0812
(11, 'Cascade') | 3.0812
(12, 'Small2') | 3.3499
(12, 'Med1') | 2.989
(12, 'Med2') | 3.1431
(12, 'Cascade') | 3.1431
(13, 'Small2') | 3.3513
(13, 'Med1') | 3.0179
(13, 'Med2') | 3.1923
(13, 'Cascade') | 3.1923
(14, 'Small2') | 3.3518
(14, 'Med1') | 3.0349
(14, 'Med2') | 3.2215
(14, 'Cascade') | 3.2215
(15, 'Small2') | 3.352
(15, 'Med1') | 3.0418
(15, 'Med2') | 3.2333
(15, 'Cascade') | 3.2333
(16, 'Small2') | 3.3521
(16, 'Med1') | 3.0463
(16, 'Med2') | 3.2412
(16, 'Cascade') | 3.2412
(17, 'Small2') | 3.3518
(17, 'Med1') | 3.0346
(17, 'Med2') | 3.221
(17, 'Cascade') | 3.221
(18, 'Small2') | 3.3511
(18, 'Med1') | 3.0127
(18, 'Med2') | 3.1834
(18, 'Cascade') | 3.1834
(19, 'Small2') | 3.3487
(19, 'Med1') | 2.9724
(19, 'Med2') | 3.1152
(19, 'Cascade') | 3.1152
(20, 'Small2') | 3.3408
(20, 'Med1') | 2.9159
(20, 'Med2') | 3.0217
(20, 'Cascade') | 3.0217
(21, 'Small2') | 3.3229
(21, 'Med1') | 2.8646
(21, 'Med2') | 2.9387
(21, 'Cascade') | 2.9387
(22, 'Small2') | 3.2954
(22, 'Med1') | 2.8268
(22, 'Med2') | 2.8788
(22, 'Cascade') | 2.8788
(23, 'Small2') | 3.2557
(23, 'Med1') | 2.7953
(23, 'Med2') | 2.8298
(23, 'Cascade') | 2.8298
(24, 'Small2') | 3.2164
(24, 'Med1') | 2.7743
(24, 'Med2') | 2.7973
(24, 'Cascade') | 2.7973

## ASHP_Cap
variable value
(1, 'Small2') | 5.451
(1, 'Med1') | 7.1866
(1, 'Med2') | 14.4308
(1, 'Cascade') | 28.8617
(2, 'Small2') | 5.4663
(2, 'Med1') | 7.2024
(2, 'Med2') | 14.4137
(2, 'Cascade') | 28.8273
(3, 'Small2') | 5.4775
(3, 'Med1') | 7.2149
(3, 'Med2') | 14.4019
(3, 'Cascade') | 28.8039
(4, 'Small2') | 5.4838
(4, 'Med1') | 7.2224
(4, 'Med2') | 14.3956
(4, 'Cascade') | 28.7913
(5, 'Small2') | 5.4933
(5, 'Med1') | 7.2341
(5, 'Med2') | 14.3866
(5, 'Cascade') | 28.7733
(6, 'Small2') | 5.4977
(6, 'Med1') | 7.2398
(6, 'Med2') | 14.3826
(6, 'Cascade') | 28.7652
(7, 'Small2') | 5.4731
(7, 'Med1') | 7.2099
(7, 'Med2') | 14.4065
(7, 'Cascade') | 28.813
(8, 'Small2') | 5.4108
(8, 'Med1') | 7.1522
(8, 'Med2') | 14.4821
(8, 'Cascade') | 28.9642
(9, 'Small2') | 5.3359
(9, 'Med1') | 7.1133
(9, 'Med2') | 14.6036
(9, 'Cascade') | 29.2072
(10, 'Small2') | 5.2564
(10, 'Med1') | 7.1103
(10, 'Med2') | 14.7775
(10, 'Cascade') | 29.555
(11, 'Small2') | 5.1969
(11, 'Med1') | 7.1407
(11, 'Med2') | 14.9486
(11, 'Cascade') | 29.8972
(12, 'Small2') | 5.1536
(12, 'Med1') | 7.1868
(12, 'Med2') | 15.1045
(12, 'Cascade') | 30.209
(13, 'Small2') | 5.1218
(13, 'Med1') | 7.2385
(13, 'Med2') | 15.2429
(13, 'Cascade') | 30.4857
(14, 'Small2') | 5.1042
(14, 'Med1') | 7.2758
(14, 'Med2') | 15.331
(14, 'Cascade') | 30.662
(15, 'Small2') | 5.0974
(15, 'Med1') | 7.2924
(15, 'Med2') | 15.3681
(15, 'Cascade') | 30.7362
(16, 'Small2') | 5.0929
(16, 'Med1') | 7.3039
(16, 'Med2') | 15.3932
(16, 'Cascade') | 30.7864
(17, 'Small2') | 5.1045
(17, 'Med1') | 7.2752
(17, 'Med2') | 15.3296
(17, 'Cascade') | 30.6592
(18, 'Small2') | 5.1273
(18, 'Med1') | 7.2282
(18, 'Med2') | 15.2169
(18, 'Cascade') | 30.4339
(19, 'Small2') | 5.1727
(19, 'Med1') | 7.1635
(19, 'Med2') | 15.0318
(19, 'Cascade') | 30.0636
(20, 'Small2') | 5.2413
(20, 'Med1') | 7.115
(20, 'Med2') | 14.817
(20, 'Cascade') | 29.6341
(21, 'Small2') | 5.3059
(21, 'Med1') | 7.1071
(21, 'Med2') | 14.6631
(21, 'Cascade') | 29.3263
(22, 'Small2') | 5.3532
(22, 'Med1') | 7.1193
(22, 'Med2') | 14.5724
(22, 'Cascade') | 29.1448
(23, 'Small2') | 5.3914
(23, 'Med1') | 7.139
(23, 'Med2') | 14.5102
(23, 'Cascade') | 29.0204
(24, 'Small2') | 5.416
(24, 'Med1') | 7.1562
(24, 'Med2') | 14.4749
(24, 'Cascade') | 28.9497

## Tank_J
variable value
(34, 'Small2', 'V', 'DES_res[2].J[34,Small2,V]') | 0
(34, 'Small2', 'S', 'DES_res[2].J[34,Small2,S]') | 0
(34, 'Small2', 'M', 'DES_res[2].J[34,Small2,M]') | 0
(34, 'Small2', 'L', 'DES_res[2].J[34,Small2,L]') | 0
(34, 'Med1', 'V', 'DES_res[2].J[34,Med1,V]') | 0
(34, 'Med1', 'S', 'DES_res[2].J[34,Med1,S]') | 0
(34, 'Med1', 'M', 'DES_res[2].J[34,Med1,M]') | 0
(34, 'Med1', 'L', 'DES_res[2].J[34,Med1,L]') | 0
(34, 'Med2', 'V', 'DES_res[2].J[34,Med2,V]') | 0
(34, 'Med2', 'S', 'DES_res[2].J[34,Med2,S]') | 0
(34, 'Med2', 'M', 'DES_res[2].J[34,Med2,M]') | 0
(34, 'Med2', 'L', 'DES_res[2].J[34,Med2,L]') | 0
(34, 'Cascade', 'V', 'DES_res[2].J[34,Cascade,V]') | 0
(34, 'Cascade', 'S', 'DES_res[2].J[34,Cascade,S]') | 0
(34, 'Cascade', 'M', 'DES_res[2].J[34,Cascade,M]') | 0
(34, 'Cascade', 'L', 'DES_res[2].J[34,Cascade,L]') | 0
(47, 'Small2', 'V', 'DES_res[2].J[47,Small2,V]') | 0
(47, 'Small2', 'S', 'DES_res[2].J[47,Small2,S]') | 0
(47, 'Small2', 'M', 'DES_res[2].J[47,Small2,M]') | 0
(47, 'Small2', 'L', 'DES_res[2].J[47,Small2,L]') | 0
(47, 'Med1', 'V', 'DES_res[2].J[47,Med1,V]') | 0
(47, 'Med1', 'S', 'DES_res[2].J[47,Med1,S]') | 0
(47, 'Med1', 'M', 'DES_res[2].J[47,Med1,M]') | 0
(47, 'Med1', 'L', 'DES_res[2].J[47,Med1,L]') | 0
(47, 'Med2', 'V', 'DES_res[2].J[47,Med2,V]') | 0
(47, 'Med2', 'S', 'DES_res[2].J[47,Med2,S]') | 0
(47, 'Med2', 'M', 'DES_res[2].J[47,Med2,M]') | 0
(47, 'Med2', 'L', 'DES_res[2].J[47,Med2,L]') | 0
(47, 'Cascade', 'V', 'DES_res[2].J[47,Cascade,V]') | 0
(47, 'Cascade', 'S', 'DES_res[2].J[47,Cascade,S]') | 0
(47, 'Cascade', 'M', 'DES_res[2].J[47,Cascade,M]') | 0
(47, 'Cascade', 'L', 'DES_res[2].J[47,Cascade,L]') | 0
(70, 'Small2', 'V', 'DES_res[2].J[70,Small2,V]') | 0
(70, 'Small2', 'S', 'DES_res[2].J[70,Small2,S]') | 0
(70, 'Small2', 'M', 'DES_res[2].J[70,Small2,M]') | 0
(70, 'Small2', 'L', 'DES_res[2].J[70,Small2,L]') | 0
(70, 'Med1', 'V', 'DES_res[2].J[70,Med1,V]') | 0
(70, 'Med1', 'S', 'DES_res[2].J[70,Med1,S]') | 0
(70, 'Med1', 'M', 'DES_res[2].J[70,Med1,M]') | 0
(70, 'Med1', 'L', 'DES_res[2].J[70,Med1,L]') | 0
(70, 'Med2', 'V', 'DES_res[2].J[70,Med2,V]') | 0
(70, 'Med2', 'S', 'DES_res[2].J[70,Med2,S]') | 0
(70, 'Med2', 'M', 'DES_res[2].J[70,Med2,M]') | 0
(70, 'Med2', 'L', 'DES_res[2].J[70,Med2,L]') | 0
(70, 'Cascade', 'V', 'DES_res[2].J[70,Cascade,V]') | 0
(70, 'Cascade', 'S', 'DES_res[2].J[70,Cascade,S]') | 0
(70, 'Cascade', 'M', 'DES_res[2].J[70,Cascade,M]') | 0
(70, 'Cascade', 'L', 'DES_res[2].J[70,Cascade,L]') | 0
(73, 'Small2', 'V', 'DES_res[2].J[73,Small2,V]') | 0
(73, 'Small2', 'S', 'DES_res[2].J[73,Small2,S]') | 0
(73, 'Small2', 'M', 'DES_res[2].J[73,Small2,M]') | 0
(73, 'Small2', 'L', 'DES_res[2].J[73,Small2,L]') | 0
(73, 'Med1', 'V', 'DES_res[2].J[73,Med1,V]') | 0
(73, 'Med1', 'S', 'DES_res[2].J[73,Med1,S]') | 0
(73, 'Med1', 'M', 'DES_res[2].J[73,Med1,M]') | 0
(73, 'Med1', 'L', 'DES_res[2].J[73,Med1,L]') | 0
(73, 'Med2', 'V', 'DES_res[2].J[73,Med2,V]') | 0
(73, 'Med2', 'S', 'DES_res[2].J[73,Med2,S]') | 0
(73, 'Med2', 'M', 'DES_res[2].J[73,Med2,M]') | 0
(73, 'Med2', 'L', 'DES_res[2].J[73,Med2,L]') | 0
(73, 'Cascade', 'V', 'DES_res[2].J[73,Cascade,V]') | 0
(73, 'Cascade', 'S', 'DES_res[2].J[73,Cascade,S]') | 0
(73, 'Cascade', 'M', 'DES_res[2].J[73,Cascade,M]') | 0
(73, 'Cascade', 'L', 'DES_res[2].J[73,Cascade,L]') | 0
(74, 'Small2', 'V', 'DES_res[2].J[74,Small2,V]') | 0
(74, 'Small2', 'S', 'DES_res[2].J[74,Small2,S]') | 0
(74, 'Small2', 'M', 'DES_res[2].J[74,Small2,M]') | 0
(74, 'Small2', 'L', 'DES_res[2].J[74,Small2,L]') | 0
(74, 'Med1', 'V', 'DES_res[2].J[74,Med1,V]') | 0
(74, 'Med1', 'S', 'DES_res[2].J[74,Med1,S]') | 0
(74, 'Med1', 'M', 'DES_res[2].J[74,Med1,M]') | 0
(74, 'Med1', 'L', 'DES_res[2].J[74,Med1,L]') | 0
(74, 'Med2', 'V', 'DES_res[2].J[74,Med2,V]') | 0
(74, 'Med2', 'S', 'DES_res[2].J[74,Med2,S]') | 0
(74, 'Med2', 'M', 'DES_res[2].J[74,Med2,M]') | 0
(74, 'Med2', 'L', 'DES_res[2].J[74,Med2,L]') | 0
(74, 'Cascade', 'V', 'DES_res[2].J[74,Cascade,V]') | 0
(74, 'Cascade', 'S', 'DES_res[2].J[74,Cascade,S]') | 0
(74, 'Cascade', 'M', 'DES_res[2].J[74,Cascade,M]') | 0
(74, 'Cascade', 'L', 'DES_res[2].J[74,Cascade,L]') | 0
(83, 'Small2', 'V', 'DES_res[2].J[83,Small2,V]') | 0
(83, 'Small2', 'S', 'DES_res[2].J[83,Small2,S]') | 0
(83, 'Small2', 'M', 'DES_res[2].J[83,Small2,M]') | 0
(83, 'Small2', 'L', 'DES_res[2].J[83,Small2,L]') | 0
(83, 'Med1', 'V', 'DES_res[2].J[83,Med1,V]') | 0
(83, 'Med1', 'S', 'DES_res[2].J[83,Med1,S]') | 0
(83, 'Med1', 'M', 'DES_res[2].J[83,Med1,M]') | 0
(83, 'Med1', 'L', 'DES_res[2].J[83,Med1,L]') | 0
(83, 'Med2', 'V', 'DES_res[2].J[83,Med2,V]') | 0
(83, 'Med2', 'S', 'DES_res[2].J[83,Med2,S]') | 0
(83, 'Med2', 'M', 'DES_res[2].J[83,Med2,M]') | 0
(83, 'Med2', 'L', 'DES_res[2].J[83,Med2,L]') | 0
(83, 'Cascade', 'V', 'DES_res[2].J[83,Cascade,V]') | 0
(83, 'Cascade', 'S', 'DES_res[2].J[83,Cascade,S]') | 0
(83, 'Cascade', 'M', 'DES_res[2].J[83,Cascade,M]') | 0
(83, 'Cascade', 'L', 'DES_res[2].J[83,Cascade,L]') | 0
(178, 'Small2', 'V', 'DES_res[2].J[178,Small2,V]') | 0
(178, 'Small2', 'S', 'DES_res[2].J[178,Small2,S]') | 0
(178, 'Small2', 'M', 'DES_res[2].J[178,Small2,M]') | 0
(178, 'Small2', 'L', 'DES_res[2].J[178,Small2,L]') | 0
(178, 'Med1', 'V', 'DES_res[2].J[178,Med1,V]') | 0
(178, 'Med1', 'S', 'DES_res[2].J[178,Med1,S]') | 0
(178, 'Med1', 'M', 'DES_res[2].J[178,Med1,M]') | 0
(178, 'Med1', 'L', 'DES_res[2].J[178,Med1,L]') | 0
(178, 'Med2', 'V', 'DES_res[2].J[178,Med2,V]') | 0
(178, 'Med2', 'S', 'DES_res[2].J[178,Med2,S]') | 0
(178, 'Med2', 'M', 'DES_res[2].J[178,Med2,M]') | 0
(178, 'Med2', 'L', 'DES_res[2].J[178,Med2,L]') | 0
(178, 'Cascade', 'V', 'DES_res[2].J[178,Cascade,V]') | 0
(178, 'Cascade', 'S', 'DES_res[2].J[178,Cascade,S]') | 0
(178, 'Cascade', 'M', 'DES_res[2].J[178,Cascade,M]') | 0
(178, 'Cascade', 'L', 'DES_res[2].J[178,Cascade,L]') | 0
(208, 'Small2', 'V', 'DES_res[2].J[208,Small2,V]') | 0
(208, 'Small2', 'S', 'DES_res[2].J[208,Small2,S]') | 0
(208, 'Small2', 'M', 'DES_res[2].J[208,Small2,M]') | 0
(208, 'Small2', 'L', 'DES_res[2].J[208,Small2,L]') | 0
(208, 'Med1', 'V', 'DES_res[2].J[208,Med1,V]') | 0
(208, 'Med1', 'S', 'DES_res[2].J[208,Med1,S]') | 0
(208, 'Med1', 'M', 'DES_res[2].J[208,Med1,M]') | 0
(208, 'Med1', 'L', 'DES_res[2].J[208,Med1,L]') | 0
(208, 'Med2', 'V', 'DES_res[2].J[208,Med2,V]') | 0
(208, 'Med2', 'S', 'DES_res[2].J[208,Med2,S]') | 0
(208, 'Med2', 'M', 'DES_res[2].J[208,Med2,M]') | 0
(208, 'Med2', 'L', 'DES_res[2].J[208,Med2,L]') | 0
(208, 'Cascade', 'V', 'DES_res[2].J[208,Cascade,V]') | 0
(208, 'Cascade', 'S', 'DES_res[2].J[208,Cascade,S]') | 0
(208, 'Cascade', 'M', 'DES_res[2].J[208,Cascade,M]') | 0
(208, 'Cascade', 'L', 'DES_res[2].J[208,Cascade,L]') | 0
(225, 'Small2', 'V', 'DES_res[2].J[225,Small2,V]') | 0
(225, 'Small2', 'S', 'DES_res[2].J[225,Small2,S]') | 0
(225, 'Small2', 'M', 'DES_res[2].J[225,Small2,M]') | 0
(225, 'Small2', 'L', 'DES_res[2].J[225,Small2,L]') | 0
(225, 'Med1', 'V', 'DES_res[2].J[225,Med1,V]') | 0
(225, 'Med1', 'S', 'DES_res[2].J[225,Med1,S]') | 0
(225, 'Med1', 'M', 'DES_res[2].J[225,Med1,M]') | 0
(225, 'Med1', 'L', 'DES_res[2].J[225,Med1,L]') | 0
(225, 'Med2', 'V', 'DES_res[2].J[225,Med2,V]') | 0
(225, 'Med2', 'S', 'DES_res[2].J[225,Med2,S]') | 0
(225, 'Med2', 'M', 'DES_res[2].J[225,Med2,M]') | 0
(225, 'Med2', 'L', 'DES_res[2].J[225,Med2,L]') | 0
(225, 'Cascade', 'V', 'DES_res[2].J[225,Cascade,V]') | 0
(225, 'Cascade', 'S', 'DES_res[2].J[225,Cascade,S]') | 0
(225, 'Cascade', 'M', 'DES_res[2].J[225,Cascade,M]') | 0
(225, 'Cascade', 'L', 'DES_res[2].J[225,Cascade,L]') | 0
(248, 'Small2', 'V', 'DES_res[2].J[248,Small2,V]') | 0
(248, 'Small2', 'S', 'DES_res[2].J[248,Small2,S]') | 0
(248, 'Small2', 'M', 'DES_res[2].J[248,Small2,M]') | 0
(248, 'Small2', 'L', 'DES_res[2].J[248,Small2,L]') | 0
(248, 'Med1', 'V', 'DES_res[2].J[248,Med1,V]') | 0
(248, 'Med1', 'S', 'DES_res[2].J[248,Med1,S]') | 0
(248, 'Med1', 'M', 'DES_res[2].J[248,Med1,M]') | 0
(248, 'Med1', 'L', 'DES_res[2].J[248,Med1,L]') | 0
(248, 'Med2', 'V', 'DES_res[2].J[248,Med2,V]') | 0
(248, 'Med2', 'S', 'DES_res[2].J[248,Med2,S]') | 0
(248, 'Med2', 'M', 'DES_res[2].J[248,Med2,M]') | 0
(248, 'Med2', 'L', 'DES_res[2].J[248,Med2,L]') | 0
(248, 'Cascade', 'V', 'DES_res[2].J[248,Cascade,V]') | 0
(248, 'Cascade', 'S', 'DES_res[2].J[248,Cascade,S]') | 0
(248, 'Cascade', 'M', 'DES_res[2].J[248,Cascade,M]') | 0
(248, 'Cascade', 'L', 'DES_res[2].J[248,Cascade,L]') | 0
(249, 'Small2', 'V', 'DES_res[2].J[249,Small2,V]') | 0
(249, 'Small2', 'S', 'DES_res[2].J[249,Small2,S]') | 0
(249, 'Small2', 'M', 'DES_res[2].J[249,Small2,M]') | 0
(249, 'Small2', 'L', 'DES_res[2].J[249,Small2,L]') | 0
(249, 'Med1', 'V', 'DES_res[2].J[249,Med1,V]') | 0
(249, 'Med1', 'S', 'DES_res[2].J[249,Med1,S]') | 0
(249, 'Med1', 'M', 'DES_res[2].J[249,Med1,M]') | 0
(249, 'Med1', 'L', 'DES_res[2].J[249,Med1,L]') | 0
(249, 'Med2', 'V', 'DES_res[2].J[249,Med2,V]') | 0
(249, 'Med2', 'S', 'DES_res[2].J[249,Med2,S]') | 0
(249, 'Med2', 'M', 'DES_res[2].J[249,Med2,M]') | 0
(249, 'Med2', 'L', 'DES_res[2].J[249,Med2,L]') | 0
(249, 'Cascade', 'V', 'DES_res[2].J[249,Cascade,V]') | 0
(249, 'Cascade', 'S', 'DES_res[2].J[249,Cascade,S]') | 0
(249, 'Cascade', 'M', 'DES_res[2].J[249,Cascade,M]') | 0
(249, 'Cascade', 'L', 'DES_res[2].J[249,Cascade,L]') | 0
(264, 'Small2', 'V', 'DES_res[2].J[264,Small2,V]') | 0
(264, 'Small2', 'S', 'DES_res[2].J[264,Small2,S]') | 0
(264, 'Small2', 'M', 'DES_res[2].J[264,Small2,M]') | 0
(264, 'Small2', 'L', 'DES_res[2].J[264,Small2,L]') | 0
(264, 'Med1', 'V', 'DES_res[2].J[264,Med1,V]') | 0
(264, 'Med1', 'S', 'DES_res[2].J[264,Med1,S]') | 0
(264, 'Med1', 'M', 'DES_res[2].J[264,Med1,M]') | 0
(264, 'Med1', 'L', 'DES_res[2].J[264,Med1,L]') | 0
(264, 'Med2', 'V', 'DES_res[2].J[264,Med2,V]') | 0
(264, 'Med2', 'S', 'DES_res[2].J[264,Med2,S]') | 0
(264, 'Med2', 'M', 'DES_res[2].J[264,Med2,M]') | 0
(264, 'Med2', 'L', 'DES_res[2].J[264,Med2,L]') | 0
(264, 'Cascade', 'V', 'DES_res[2].J[264,Cascade,V]') | 0
(264, 'Cascade', 'S', 'DES_res[2].J[264,Cascade,S]') | 0
(264, 'Cascade', 'M', 'DES_res[2].J[264,Cascade,M]') | 0
(264, 'Cascade', 'L', 'DES_res[2].J[264,Cascade,L]') | 0

## Boiler_U
variable value
(34, 'B1', 'DES_res[2].U[34,B1]') | 1
(34, 'B2', 'DES_res[2].U[34,B2]') | 0
(34, 'B3', 'DES_res[2].U[34,B3]') | 0
(34, 'B4', 'DES_res[2].U[34,B4]') | 0
(47, 'B1', 'DES_res[2].U[47,B1]') | 0
(47, 'B2', 'DES_res[2].U[47,B2]') | 0
(47, 'B3', 'DES_res[2].U[47,B3]') | 1
(47, 'B4', 'DES_res[2].U[47,B4]') | 0
(70, 'B1', 'DES_res[2].U[70,B1]') | 1
(70, 'B2', 'DES_res[2].U[70,B2]') | 0
(70, 'B3', 'DES_res[2].U[70,B3]') | 0
(70, 'B4', 'DES_res[2].U[70,B4]') | 0
(73, 'B1', 'DES_res[2].U[73,B1]') | 1
(73, 'B2', 'DES_res[2].U[73,B2]') | 0
(73, 'B3', 'DES_res[2].U[73,B3]') | 0
(73, 'B4', 'DES_res[2].U[73,B4]') | 0
(74, 'B1', 'DES_res[2].U[74,B1]') | 1
(74, 'B2', 'DES_res[2].U[74,B2]') | 0
(74, 'B3', 'DES_res[2].U[74,B3]') | 0
(74, 'B4', 'DES_res[2].U[74,B4]') | 0
(83, 'B1', 'DES_res[2].U[83,B1]') | 1
(83, 'B2', 'DES_res[2].U[83,B2]') | 0
(83, 'B3', 'DES_res[2].U[83,B3]') | 0
(83, 'B4', 'DES_res[2].U[83,B4]') | 0
(178, 'B1', 'DES_res[2].U[178,B1]') | 0
(178, 'B2', 'DES_res[2].U[178,B2]') | 0
(178, 'B3', 'DES_res[2].U[178,B3]') | 1
(178, 'B4', 'DES_res[2].U[178,B4]') | 0
(208, 'B1', 'DES_res[2].U[208,B1]') | 0
(208, 'B2', 'DES_res[2].U[208,B2]') | 0
(208, 'B3', 'DES_res[2].U[208,B3]') | 1
(208, 'B4', 'DES_res[2].U[208,B4]') | 0
(225, 'B1', 'DES_res[2].U[225,B1]') | 0
(225, 'B2', 'DES_res[2].U[225,B2]') | 0
(225, 'B3', 'DES_res[2].U[225,B3]') | 1
(225, 'B4', 'DES_res[2].U[225,B4]') | 0
(248, 'B1', 'DES_res[2].U[248,B1]') | 0
(248, 'B2', 'DES_res[2].U[248,B2]') | 0
(248, 'B3', 'DES_res[2].U[248,B3]') | 1
(248, 'B4', 'DES_res[2].U[248,B4]') | 0
(249, 'B1', 'DES_res[2].U[249,B1]') | 1
(249, 'B2', 'DES_res[2].U[249,B2]') | 0
(249, 'B3', 'DES_res[2].U[249,B3]') | 0
(249, 'B4', 'DES_res[2].U[249,B4]') | 0
(264, 'B1', 'DES_res[2].U[264,B1]') | 1
(264, 'B2', 'DES_res[2].U[264,B2]') | 0
(264, 'B3', 'DES_res[2].U[264,B3]') | 0
(264, 'B4', 'DES_res[2].U[264,B4]') | 0

## Boiler_heat
variable value
(34, 1, 'B1', 'DES_res[2].H_b[34,1,B1]') | 0.15344
(34, 1, 'B2', 'DES_res[2].H_b[34,1,B2]') | 0
(34, 1, 'B3', 'DES_res[2].H_b[34,1,B3]') | 0
(34, 1, 'B4', 'DES_res[2].H_b[34,1,B4]') | 0
(34, 2, 'B1', 'DES_res[2].H_b[34,2,B1]') | 0.00451
(34, 2, 'B2', 'DES_res[2].H_b[34,2,B2]') | 0
(34, 2, 'B3', 'DES_res[2].H_b[34,2,B3]') | 0
(34, 2, 'B4', 'DES_res[2].H_b[34,2,B4]') | 0
(34, 3, 'B1', 'DES_res[2].H_b[34,3,B1]') | 0.00752
(34, 3, 'B2', 'DES_res[2].H_b[34,3,B2]') | 0
(34, 3, 'B3', 'DES_res[2].H_b[34,3,B3]') | 0
(34, 3, 'B4', 'DES_res[2].H_b[34,3,B4]') | 0
(34, 4, 'B1', 'DES_res[2].H_b[34,4,B1]') | 0.81987
(34, 4, 'B2', 'DES_res[2].H_b[34,4,B2]') | 0
(34, 4, 'B3', 'DES_res[2].H_b[34,4,B3]') | 0
(34, 4, 'B4', 'DES_res[2].H_b[34,4,B4]') | 0
(34, 5, 'B1', 'DES_res[2].H_b[34,5,B1]') | 0.75969
(34, 5, 'B2', 'DES_res[2].H_b[34,5,B2]') | 0
(34, 5, 'B3', 'DES_res[2].H_b[34,5,B3]') | 0
(34, 5, 'B4', 'DES_res[2].H_b[34,5,B4]') | 0
(34, 6, 'B1', 'DES_res[2].H_b[34,6,B1]') | 0.1369
(34, 6, 'B2', 'DES_res[2].H_b[34,6,B2]') | 0
(34, 6, 'B3', 'DES_res[2].H_b[34,6,B3]') | 0
(34, 6, 'B4', 'DES_res[2].H_b[34,6,B4]') | 0
(34, 7, 'B1', 'DES_res[2].H_b[34,7,B1]') | 3.1892
(34, 7, 'B2', 'DES_res[2].H_b[34,7,B2]') | 0
(34, 7, 'B3', 'DES_res[2].H_b[34,7,B3]') | 0
(34, 7, 'B4', 'DES_res[2].H_b[34,7,B4]') | 0
(34, 8, 'B1', 'DES_res[2].H_b[34,8,B1]') | 2.7093
(34, 8, 'B2', 'DES_res[2].H_b[34,8,B2]') | 0
(34, 8, 'B3', 'DES_res[2].H_b[34,8,B3]') | 0
(34, 8, 'B4', 'DES_res[2].H_b[34,8,B4]') | 0
(34, 9, 'B1', 'DES_res[2].H_b[34,9,B1]') | 0.65289
(34, 9, 'B2', 'DES_res[2].H_b[34,9,B2]') | 0
(34, 9, 'B3', 'DES_res[2].H_b[34,9,B3]') | 0
(34, 9, 'B4', 'DES_res[2].H_b[34,9,B4]') | 0
(34, 10, 'B1', 'DES_res[2].H_b[34,10,B1]') | 0.692
(34, 10, 'B2', 'DES_res[2].H_b[34,10,B2]') | 0
(34, 10, 'B3', 'DES_res[2].H_b[34,10,B3]') | 0
(34, 10, 'B4', 'DES_res[2].H_b[34,10,B4]') | 0
(34, 11, 'B1', 'DES_res[2].H_b[34,11,B1]') | 1.2516
(34, 11, 'B2', 'DES_res[2].H_b[34,11,B2]') | 0
(34, 11, 'B3', 'DES_res[2].H_b[34,11,B3]') | 0
(34, 11, 'B4', 'DES_res[2].H_b[34,11,B4]') | 0
(34, 12, 'B1', 'DES_res[2].H_b[34,12,B1]') | 0.51148
(34, 12, 'B2', 'DES_res[2].H_b[34,12,B2]') | 0
(34, 12, 'B3', 'DES_res[2].H_b[34,12,B3]') | 0
(34, 12, 'B4', 'DES_res[2].H_b[34,12,B4]') | 0
(34, 13, 'B1', 'DES_res[2].H_b[34,13,B1]') | 0.50847
(34, 13, 'B2', 'DES_res[2].H_b[34,13,B2]') | 0
(34, 13, 'B3', 'DES_res[2].H_b[34,13,B3]') | 0
(34, 13, 'B4', 'DES_res[2].H_b[34,13,B4]') | 0
(34, 14, 'B1', 'DES_res[2].H_b[34,14,B1]') | 0.59723
(34, 14, 'B2', 'DES_res[2].H_b[34,14,B2]') | 0
(34, 14, 'B3', 'DES_res[2].H_b[34,14,B3]') | 0
(34, 14, 'B4', 'DES_res[2].H_b[34,14,B4]') | 0
(34, 15, 'B1', 'DES_res[2].H_b[34,15,B1]') | 0.43325
(34, 15, 'B2', 'DES_res[2].H_b[34,15,B2]') | 0
(34, 15, 'B3', 'DES_res[2].H_b[34,15,B3]') | 0
(34, 15, 'B4', 'DES_res[2].H_b[34,15,B4]') | 0
(34, 16, 'B1', 'DES_res[2].H_b[34,16,B1]') | 0.42272
(34, 16, 'B2', 'DES_res[2].H_b[34,16,B2]') | 0
(34, 16, 'B3', 'DES_res[2].H_b[34,16,B3]') | 0
(34, 16, 'B4', 'DES_res[2].H_b[34,16,B4]') | 0
(34, 17, 'B1', 'DES_res[2].H_b[34,17,B1]') | 0.87402
(34, 17, 'B2', 'DES_res[2].H_b[34,17,B2]') | 0
(34, 17, 'B3', 'DES_res[2].H_b[34,17,B3]') | 0
(34, 17, 'B4', 'DES_res[2].H_b[34,17,B4]') | 0
(34, 18, 'B1', 'DES_res[2].H_b[34,18,B1]') | 2.786
(34, 18, 'B2', 'DES_res[2].H_b[34,18,B2]') | 0
(34, 18, 'B3', 'DES_res[2].H_b[34,18,B3]') | 0
(34, 18, 'B4', 'DES_res[2].H_b[34,18,B4]') | 0
(34, 19, 'B1', 'DES_res[2].H_b[34,19,B1]') | 2.5694
(34, 19, 'B2', 'DES_res[2].H_b[34,19,B2]') | 0
(34, 19, 'B3', 'DES_res[2].H_b[34,19,B3]') | 0
(34, 19, 'B4', 'DES_res[2].H_b[34,19,B4]') | 0
(34, 20, 'B1', 'DES_res[2].H_b[34,20,B1]') | 2.5664
(34, 20, 'B2', 'DES_res[2].H_b[34,20,B2]') | 0
(34, 20, 'B3', 'DES_res[2].H_b[34,20,B3]') | 0
(34, 20, 'B4', 'DES_res[2].H_b[34,20,B4]') | 0
(34, 21, 'B1', 'DES_res[2].H_b[34,21,B1]') | 2.6221
(34, 21, 'B2', 'DES_res[2].H_b[34,21,B2]') | 0
(34, 21, 'B3', 'DES_res[2].H_b[34,21,B3]') | 0
(34, 21, 'B4', 'DES_res[2].H_b[34,21,B4]') | 0
(34, 22, 'B1', 'DES_res[2].H_b[34,22,B1]') | 2.6416
(34, 22, 'B2', 'DES_res[2].H_b[34,22,B2]') | 0
(34, 22, 'B3', 'DES_res[2].H_b[34,22,B3]') | 0
(34, 22, 'B4', 'DES_res[2].H_b[34,22,B4]') | 0
(34, 23, 'B1', 'DES_res[2].H_b[34,23,B1]') | 2.3077
(34, 23, 'B2', 'DES_res[2].H_b[34,23,B2]') | 0
(34, 23, 'B3', 'DES_res[2].H_b[34,23,B3]') | 0
(34, 23, 'B4', 'DES_res[2].H_b[34,23,B4]') | 0
(34, 24, 'B1', 'DES_res[2].H_b[34,24,B1]') | 2.1557
(34, 24, 'B2', 'DES_res[2].H_b[34,24,B2]') | 0
(34, 24, 'B3', 'DES_res[2].H_b[34,24,B3]') | 0
(34, 24, 'B4', 'DES_res[2].H_b[34,24,B4]') | 0
(47, 1, 'B1', 'DES_res[2].H_b[47,1,B1]') | 0
(47, 1, 'B2', 'DES_res[2].H_b[47,1,B2]') | 0
(47, 1, 'B3', 'DES_res[2].H_b[47,1,B3]') | 0.29833
(47, 1, 'B4', 'DES_res[2].H_b[47,1,B4]') | 0
(47, 2, 'B1', 'DES_res[2].H_b[47,2,B1]') | 0
(47, 2, 'B2', 'DES_res[2].H_b[47,2,B2]') | 0
(47, 2, 'B3', 'DES_res[2].H_b[47,2,B3]') | 0.00877
(47, 2, 'B4', 'DES_res[2].H_b[47,2,B4]') | 0
(47, 3, 'B1', 'DES_res[2].H_b[47,3,B1]') | 0
(47, 3, 'B2', 'DES_res[2].H_b[47,3,B2]') | 0
(47, 3, 'B3', 'DES_res[2].H_b[47,3,B3]') | 0.01462
(47, 3, 'B4', 'DES_res[2].H_b[47,3,B4]') | 0
(47, 4, 'B1', 'DES_res[2].H_b[47,4,B1]') | 0
(47, 4, 'B2', 'DES_res[2].H_b[47,4,B2]') | 0
(47, 4, 'B3', 'DES_res[2].H_b[47,4,B3]') | 1.594
(47, 4, 'B4', 'DES_res[2].H_b[47,4,B4]') | 0
(47, 5, 'B1', 'DES_res[2].H_b[47,5,B1]') | 0
(47, 5, 'B2', 'DES_res[2].H_b[47,5,B2]') | 0
(47, 5, 'B3', 'DES_res[2].H_b[47,5,B3]') | 1.477
(47, 5, 'B4', 'DES_res[2].H_b[47,5,B4]') | 0
(47, 6, 'B1', 'DES_res[2].H_b[47,6,B1]') | 0
(47, 6, 'B2', 'DES_res[2].H_b[47,6,B2]') | 0
(47, 6, 'B3', 'DES_res[2].H_b[47,6,B3]') | 0.26616
(47, 6, 'B4', 'DES_res[2].H_b[47,6,B4]') | 0
(47, 7, 'B1', 'DES_res[2].H_b[47,7,B1]') | 0
(47, 7, 'B2', 'DES_res[2].H_b[47,7,B2]') | 0
(47, 7, 'B3', 'DES_res[2].H_b[47,7,B3]') | 6.2006
(47, 7, 'B4', 'DES_res[2].H_b[47,7,B4]') | 0
(47, 8, 'B1', 'DES_res[2].H_b[47,8,B1]') | 0
(47, 8, 'B2', 'DES_res[2].H_b[47,8,B2]') | 0
(47, 8, 'B3', 'DES_res[2].H_b[47,8,B3]') | 5.2676
(47, 8, 'B4', 'DES_res[2].H_b[47,8,B4]') | 0
(47, 9, 'B1', 'DES_res[2].H_b[47,9,B1]') | 0
(47, 9, 'B2', 'DES_res[2].H_b[47,9,B2]') | 0
(47, 9, 'B3', 'DES_res[2].H_b[47,9,B3]') | 1.2694
(47, 9, 'B4', 'DES_res[2].H_b[47,9,B4]') | 0
(47, 10, 'B1', 'DES_res[2].H_b[47,10,B1]') | 0
(47, 10, 'B2', 'DES_res[2].H_b[47,10,B2]') | 0
(47, 10, 'B3', 'DES_res[2].H_b[47,10,B3]') | 1.3454
(47, 10, 'B4', 'DES_res[2].H_b[47,10,B4]') | 0
(47, 11, 'B1', 'DES_res[2].H_b[47,11,B1]') | 0
(47, 11, 'B2', 'DES_res[2].H_b[47,11,B2]') | 0
(47, 11, 'B3', 'DES_res[2].H_b[47,11,B3]') | 2.4334
(47, 11, 'B4', 'DES_res[2].H_b[47,11,B4]') | 0
(47, 12, 'B1', 'DES_res[2].H_b[47,12,B1]') | 0
(47, 12, 'B2', 'DES_res[2].H_b[47,12,B2]') | 0
(47, 12, 'B3', 'DES_res[2].H_b[47,12,B3]') | 0.99444
(47, 12, 'B4', 'DES_res[2].H_b[47,12,B4]') | 0
(47, 13, 'B1', 'DES_res[2].H_b[47,13,B1]') | 0
(47, 13, 'B2', 'DES_res[2].H_b[47,13,B2]') | 0
(47, 13, 'B3', 'DES_res[2].H_b[47,13,B3]') | 0.98859
(47, 13, 'B4', 'DES_res[2].H_b[47,13,B4]') | 0
(47, 14, 'B1', 'DES_res[2].H_b[47,14,B1]') | 0
(47, 14, 'B2', 'DES_res[2].H_b[47,14,B2]') | 0
(47, 14, 'B3', 'DES_res[2].H_b[47,14,B3]') | 1.1611
(47, 14, 'B4', 'DES_res[2].H_b[47,14,B4]') | 0
(47, 15, 'B1', 'DES_res[2].H_b[47,15,B1]') | 0
(47, 15, 'B2', 'DES_res[2].H_b[47,15,B2]') | 0
(47, 15, 'B3', 'DES_res[2].H_b[47,15,B3]') | 0.84235
(47, 15, 'B4', 'DES_res[2].H_b[47,15,B4]') | 0
(47, 16, 'B1', 'DES_res[2].H_b[47,16,B1]') | 0
(47, 16, 'B2', 'DES_res[2].H_b[47,16,B2]') | 0
(47, 16, 'B3', 'DES_res[2].H_b[47,16,B3]') | 0.82187
(47, 16, 'B4', 'DES_res[2].H_b[47,16,B4]') | 0
(47, 17, 'B1', 'DES_res[2].H_b[47,17,B1]') | 0
(47, 17, 'B2', 'DES_res[2].H_b[47,17,B2]') | 0
(47, 17, 'B3', 'DES_res[2].H_b[47,17,B3]') | 1.6993
(47, 17, 'B4', 'DES_res[2].H_b[47,17,B4]') | 0
(47, 18, 'B1', 'DES_res[2].H_b[47,18,B1]') | 0
(47, 18, 'B2', 'DES_res[2].H_b[47,18,B2]') | 0
(47, 18, 'B3', 'DES_res[2].H_b[47,18,B3]') | 5.4168
(47, 18, 'B4', 'DES_res[2].H_b[47,18,B4]') | 0
(47, 19, 'B1', 'DES_res[2].H_b[47,19,B1]') | 0
(47, 19, 'B2', 'DES_res[2].H_b[47,19,B2]') | 0
(47, 19, 'B3', 'DES_res[2].H_b[47,19,B3]') | 4.9956
(47, 19, 'B4', 'DES_res[2].H_b[47,19,B4]') | 0
(47, 20, 'B1', 'DES_res[2].H_b[47,20,B1]') | 0
(47, 20, 'B2', 'DES_res[2].H_b[47,20,B2]') | 0
(47, 20, 'B3', 'DES_res[2].H_b[47,20,B3]') | 4.9897
(47, 20, 'B4', 'DES_res[2].H_b[47,20,B4]') | 0
(47, 21, 'B1', 'DES_res[2].H_b[47,21,B1]') | 0
(47, 21, 'B2', 'DES_res[2].H_b[47,21,B2]') | 0
(47, 21, 'B3', 'DES_res[2].H_b[47,21,B3]') | 5.0979
(47, 21, 'B4', 'DES_res[2].H_b[47,21,B4]') | 0
(47, 22, 'B1', 'DES_res[2].H_b[47,22,B1]') | 0
(47, 22, 'B2', 'DES_res[2].H_b[47,22,B2]') | 0
(47, 22, 'B3', 'DES_res[2].H_b[47,22,B3]') | 5.136
(47, 22, 'B4', 'DES_res[2].H_b[47,22,B4]') | 0
(47, 23, 'B1', 'DES_res[2].H_b[47,23,B1]') | 0
(47, 23, 'B2', 'DES_res[2].H_b[47,23,B2]') | 0
(47, 23, 'B3', 'DES_res[2].H_b[47,23,B3]') | 4.4867
(47, 23, 'B4', 'DES_res[2].H_b[47,23,B4]') | 0
(47, 24, 'B1', 'DES_res[2].H_b[47,24,B1]') | 0
(47, 24, 'B2', 'DES_res[2].H_b[47,24,B2]') | 0
(47, 24, 'B3', 'DES_res[2].H_b[47,24,B3]') | 4.1913
(47, 24, 'B4', 'DES_res[2].H_b[47,24,B4]') | 0
(70, 1, 'B1', 'DES_res[2].H_b[70,1,B1]') | 0.13227
(70, 1, 'B2', 'DES_res[2].H_b[70,1,B2]') | 0
(70, 1, 'B3', 'DES_res[2].H_b[70,1,B3]') | 0
(70, 1, 'B4', 'DES_res[2].H_b[70,1,B4]') | 0
(70, 2, 'B1', 'DES_res[2].H_b[70,2,B1]') | 0.00389
(70, 2, 'B2', 'DES_res[2].H_b[70,2,B2]') | 0
(70, 2, 'B3', 'DES_res[2].H_b[70,2,B3]') | 0
(70, 2, 'B4', 'DES_res[2].H_b[70,2,B4]') | 0
(70, 3, 'B1', 'DES_res[2].H_b[70,3,B1]') | 0.00648
(70, 3, 'B2', 'DES_res[2].H_b[70,3,B2]') | 0
(70, 3, 'B3', 'DES_res[2].H_b[70,3,B3]') | 0
(70, 3, 'B4', 'DES_res[2].H_b[70,3,B4]') | 0
(70, 4, 'B1', 'DES_res[2].H_b[70,4,B1]') | 0.70676
(70, 4, 'B2', 'DES_res[2].H_b[70,4,B2]') | 0
(70, 4, 'B3', 'DES_res[2].H_b[70,4,B3]') | 0
(70, 4, 'B4', 'DES_res[2].H_b[70,4,B4]') | 0
(70, 5, 'B1', 'DES_res[2].H_b[70,5,B1]') | 0.65489
(70, 5, 'B2', 'DES_res[2].H_b[70,5,B2]') | 0
(70, 5, 'B3', 'DES_res[2].H_b[70,5,B3]') | 0
(70, 5, 'B4', 'DES_res[2].H_b[70,5,B4]') | 0
(70, 6, 'B1', 'DES_res[2].H_b[70,6,B1]') | 0.11801
(70, 6, 'B2', 'DES_res[2].H_b[70,6,B2]') | 0
(70, 6, 'B3', 'DES_res[2].H_b[70,6,B3]') | 0
(70, 6, 'B4', 'DES_res[2].H_b[70,6,B4]') | 0
(70, 7, 'B1', 'DES_res[2].H_b[70,7,B1]') | 2.7492
(70, 7, 'B2', 'DES_res[2].H_b[70,7,B2]') | 0
(70, 7, 'B3', 'DES_res[2].H_b[70,7,B3]') | 0
(70, 7, 'B4', 'DES_res[2].H_b[70,7,B4]') | 0
(70, 8, 'B1', 'DES_res[2].H_b[70,8,B1]') | 2.3355
(70, 8, 'B2', 'DES_res[2].H_b[70,8,B2]') | 0
(70, 8, 'B3', 'DES_res[2].H_b[70,8,B3]') | 0
(70, 8, 'B4', 'DES_res[2].H_b[70,8,B4]') | 0
(70, 9, 'B1', 'DES_res[2].H_b[70,9,B1]') | 0.56281
(70, 9, 'B2', 'DES_res[2].H_b[70,9,B2]') | 0
(70, 9, 'B3', 'DES_res[2].H_b[70,9,B3]') | 0
(70, 9, 'B4', 'DES_res[2].H_b[70,9,B4]') | 0
(70, 10, 'B1', 'DES_res[2].H_b[70,10,B1]') | 0.59653
(70, 10, 'B2', 'DES_res[2].H_b[70,10,B2]') | 0
(70, 10, 'B3', 'DES_res[2].H_b[70,10,B3]') | 0
(70, 10, 'B4', 'DES_res[2].H_b[70,10,B4]') | 0
(70, 11, 'B1', 'DES_res[2].H_b[70,11,B1]') | 1.0789
(70, 11, 'B2', 'DES_res[2].H_b[70,11,B2]') | 0
(70, 11, 'B3', 'DES_res[2].H_b[70,11,B3]') | 0
(70, 11, 'B4', 'DES_res[2].H_b[70,11,B4]') | 0
(70, 12, 'B1', 'DES_res[2].H_b[70,12,B1]') | 0.44091
(70, 12, 'B2', 'DES_res[2].H_b[70,12,B2]') | 0
(70, 12, 'B3', 'DES_res[2].H_b[70,12,B3]') | 0
(70, 12, 'B4', 'DES_res[2].H_b[70,12,B4]') | 0
(70, 13, 'B1', 'DES_res[2].H_b[70,13,B1]') | 0.43832
(70, 13, 'B2', 'DES_res[2].H_b[70,13,B2]') | 0
(70, 13, 'B3', 'DES_res[2].H_b[70,13,B3]') | 0
(70, 13, 'B4', 'DES_res[2].H_b[70,13,B4]') | 0
(70, 14, 'B1', 'DES_res[2].H_b[70,14,B1]') | 0.51483
(70, 14, 'B2', 'DES_res[2].H_b[70,14,B2]') | 0
(70, 14, 'B3', 'DES_res[2].H_b[70,14,B3]') | 0
(70, 14, 'B4', 'DES_res[2].H_b[70,14,B4]') | 0
(70, 15, 'B1', 'DES_res[2].H_b[70,15,B1]') | 0.37348
(70, 15, 'B2', 'DES_res[2].H_b[70,15,B2]') | 0
(70, 15, 'B3', 'DES_res[2].H_b[70,15,B3]') | 0
(70, 15, 'B4', 'DES_res[2].H_b[70,15,B4]') | 0
(70, 16, 'B1', 'DES_res[2].H_b[70,16,B1]') | 0.3644
(70, 16, 'B2', 'DES_res[2].H_b[70,16,B2]') | 0
(70, 16, 'B3', 'DES_res[2].H_b[70,16,B3]') | 0
(70, 16, 'B4', 'DES_res[2].H_b[70,16,B4]') | 0
(70, 17, 'B1', 'DES_res[2].H_b[70,17,B1]') | 0.75344
(70, 17, 'B2', 'DES_res[2].H_b[70,17,B2]') | 0
(70, 17, 'B3', 'DES_res[2].H_b[70,17,B3]') | 0
(70, 17, 'B4', 'DES_res[2].H_b[70,17,B4]') | 0
(70, 18, 'B1', 'DES_res[2].H_b[70,18,B1]') | 2.4017
(70, 18, 'B2', 'DES_res[2].H_b[70,18,B2]') | 0
(70, 18, 'B3', 'DES_res[2].H_b[70,18,B3]') | 0
(70, 18, 'B4', 'DES_res[2].H_b[70,18,B4]') | 0
(70, 19, 'B1', 'DES_res[2].H_b[70,19,B1]') | 2.2149
(70, 19, 'B2', 'DES_res[2].H_b[70,19,B2]') | 0
(70, 19, 'B3', 'DES_res[2].H_b[70,19,B3]') | 0
(70, 19, 'B4', 'DES_res[2].H_b[70,19,B4]') | 0
(70, 20, 'B1', 'DES_res[2].H_b[70,20,B1]') | 2.2123
(70, 20, 'B2', 'DES_res[2].H_b[70,20,B2]') | 0
(70, 20, 'B3', 'DES_res[2].H_b[70,20,B3]') | 0
(70, 20, 'B4', 'DES_res[2].H_b[70,20,B4]') | 0
(70, 21, 'B1', 'DES_res[2].H_b[70,21,B1]') | 2.2603
(70, 21, 'B2', 'DES_res[2].H_b[70,21,B2]') | 0
(70, 21, 'B3', 'DES_res[2].H_b[70,21,B3]') | 0
(70, 21, 'B4', 'DES_res[2].H_b[70,21,B4]') | 0
(70, 22, 'B1', 'DES_res[2].H_b[70,22,B1]') | 2.2772
(70, 22, 'B2', 'DES_res[2].H_b[70,22,B2]') | 0
(70, 22, 'B3', 'DES_res[2].H_b[70,22,B3]') | 0
(70, 22, 'B4', 'DES_res[2].H_b[70,22,B4]') | 0
(70, 23, 'B1', 'DES_res[2].H_b[70,23,B1]') | 1.9893
(70, 23, 'B2', 'DES_res[2].H_b[70,23,B2]') | 0
(70, 23, 'B3', 'DES_res[2].H_b[70,23,B3]') | 0
(70, 23, 'B4', 'DES_res[2].H_b[70,23,B4]') | 0
(70, 24, 'B1', 'DES_res[2].H_b[70,24,B1]') | 1.8583
(70, 24, 'B2', 'DES_res[2].H_b[70,24,B2]') | 0
(70, 24, 'B3', 'DES_res[2].H_b[70,24,B3]') | 0
(70, 24, 'B4', 'DES_res[2].H_b[70,24,B4]') | 0
(73, 1, 'B1', 'DES_res[2].H_b[73,1,B1]') | 0.17532
(73, 1, 'B2', 'DES_res[2].H_b[73,1,B2]') | 0
(73, 1, 'B3', 'DES_res[2].H_b[73,1,B3]') | 0
(73, 1, 'B4', 'DES_res[2].H_b[73,1,B4]') | 0
(73, 2, 'B1', 'DES_res[2].H_b[73,2,B1]') | 0.00516
(73, 2, 'B2', 'DES_res[2].H_b[73,2,B2]') | 0
(73, 2, 'B3', 'DES_res[2].H_b[73,2,B3]') | 0
(73, 2, 'B4', 'DES_res[2].H_b[73,2,B4]') | 0
(73, 3, 'B1', 'DES_res[2].H_b[73,3,B1]') | 0.00859
(73, 3, 'B2', 'DES_res[2].H_b[73,3,B2]') | 0
(73, 3, 'B3', 'DES_res[2].H_b[73,3,B3]') | 0
(73, 3, 'B4', 'DES_res[2].H_b[73,3,B4]') | 0
(73, 4, 'B1', 'DES_res[2].H_b[73,4,B1]') | 0.93676
(73, 4, 'B2', 'DES_res[2].H_b[73,4,B2]') | 0
(73, 4, 'B3', 'DES_res[2].H_b[73,4,B3]') | 0
(73, 4, 'B4', 'DES_res[2].H_b[73,4,B4]') | 0
(73, 5, 'B1', 'DES_res[2].H_b[73,5,B1]') | 0.868
(73, 5, 'B2', 'DES_res[2].H_b[73,5,B2]') | 0
(73, 5, 'B3', 'DES_res[2].H_b[73,5,B3]') | 0
(73, 5, 'B4', 'DES_res[2].H_b[73,5,B4]') | 0
(73, 6, 'B1', 'DES_res[2].H_b[73,6,B1]') | 0.15641
(73, 6, 'B2', 'DES_res[2].H_b[73,6,B2]') | 0
(73, 6, 'B3', 'DES_res[2].H_b[73,6,B3]') | 0
(73, 6, 'B4', 'DES_res[2].H_b[73,6,B4]') | 0
(73, 7, 'B1', 'DES_res[2].H_b[73,7,B1]') | 3.6439
(73, 7, 'B2', 'DES_res[2].H_b[73,7,B2]') | 0
(73, 7, 'B3', 'DES_res[2].H_b[73,7,B3]') | 0
(73, 7, 'B4', 'DES_res[2].H_b[73,7,B4]') | 0
(73, 8, 'B1', 'DES_res[2].H_b[73,8,B1]') | 3.0956
(73, 8, 'B2', 'DES_res[2].H_b[73,8,B2]') | 0
(73, 8, 'B3', 'DES_res[2].H_b[73,8,B3]') | 0
(73, 8, 'B4', 'DES_res[2].H_b[73,8,B4]') | 0
(73, 9, 'B1', 'DES_res[2].H_b[73,9,B1]') | 0.74597
(73, 9, 'B2', 'DES_res[2].H_b[73,9,B2]') | 0
(73, 9, 'B3', 'DES_res[2].H_b[73,9,B3]') | 0
(73, 9, 'B4', 'DES_res[2].H_b[73,9,B4]') | 0
(73, 10, 'B1', 'DES_res[2].H_b[73,10,B1]') | 0.79066
(73, 10, 'B2', 'DES_res[2].H_b[73,10,B2]') | 0
(73, 10, 'B3', 'DES_res[2].H_b[73,10,B3]') | 0
(73, 10, 'B4', 'DES_res[2].H_b[73,10,B4]') | 0
(73, 11, 'B1', 'DES_res[2].H_b[73,11,B1]') | 1.4301
(73, 11, 'B2', 'DES_res[2].H_b[73,11,B2]') | 0
(73, 11, 'B3', 'DES_res[2].H_b[73,11,B3]') | 0
(73, 11, 'B4', 'DES_res[2].H_b[73,11,B4]') | 0
(73, 12, 'B1', 'DES_res[2].H_b[73,12,B1]') | 0.5844
(73, 12, 'B2', 'DES_res[2].H_b[73,12,B2]') | 0
(73, 12, 'B3', 'DES_res[2].H_b[73,12,B3]') | 0
(73, 12, 'B4', 'DES_res[2].H_b[73,12,B4]') | 0
(73, 13, 'B1', 'DES_res[2].H_b[73,13,B1]') | 0.58096
(73, 13, 'B2', 'DES_res[2].H_b[73,13,B2]') | 0
(73, 13, 'B3', 'DES_res[2].H_b[73,13,B3]') | 0
(73, 13, 'B4', 'DES_res[2].H_b[73,13,B4]') | 0
(73, 14, 'B1', 'DES_res[2].H_b[73,14,B1]') | 0.68237
(73, 14, 'B2', 'DES_res[2].H_b[73,14,B2]') | 0
(73, 14, 'B3', 'DES_res[2].H_b[73,14,B3]') | 0
(73, 14, 'B4', 'DES_res[2].H_b[73,14,B4]') | 0
(73, 15, 'B1', 'DES_res[2].H_b[73,15,B1]') | 0.49502
(73, 15, 'B2', 'DES_res[2].H_b[73,15,B2]') | 0
(73, 15, 'B3', 'DES_res[2].H_b[73,15,B3]') | 0
(73, 15, 'B4', 'DES_res[2].H_b[73,15,B4]') | 0
(73, 16, 'B1', 'DES_res[2].H_b[73,16,B1]') | 0.48299
(73, 16, 'B2', 'DES_res[2].H_b[73,16,B2]') | 0
(73, 16, 'B3', 'DES_res[2].H_b[73,16,B3]') | 0
(73, 16, 'B4', 'DES_res[2].H_b[73,16,B4]') | 0
(73, 17, 'B1', 'DES_res[2].H_b[73,17,B1]') | 0.99863
(73, 17, 'B2', 'DES_res[2].H_b[73,17,B2]') | 0
(73, 17, 'B3', 'DES_res[2].H_b[73,17,B3]') | 0
(73, 17, 'B4', 'DES_res[2].H_b[73,17,B4]') | 0
(73, 18, 'B1', 'DES_res[2].H_b[73,18,B1]') | 3.1833
(73, 18, 'B2', 'DES_res[2].H_b[73,18,B2]') | 0
(73, 18, 'B3', 'DES_res[2].H_b[73,18,B3]') | 0
(73, 18, 'B4', 'DES_res[2].H_b[73,18,B4]') | 0
(73, 19, 'B1', 'DES_res[2].H_b[73,19,B1]') | 2.9357
(73, 19, 'B2', 'DES_res[2].H_b[73,19,B2]') | 0
(73, 19, 'B3', 'DES_res[2].H_b[73,19,B3]') | 0
(73, 19, 'B4', 'DES_res[2].H_b[73,19,B4]') | 0
(73, 20, 'B1', 'DES_res[2].H_b[73,20,B1]') | 2.9323
(73, 20, 'B2', 'DES_res[2].H_b[73,20,B2]') | 0
(73, 20, 'B3', 'DES_res[2].H_b[73,20,B3]') | 0
(73, 20, 'B4', 'DES_res[2].H_b[73,20,B4]') | 0
(73, 21, 'B1', 'DES_res[2].H_b[73,21,B1]') | 2.9959
(73, 21, 'B2', 'DES_res[2].H_b[73,21,B2]') | 0
(73, 21, 'B3', 'DES_res[2].H_b[73,21,B3]') | 0
(73, 21, 'B4', 'DES_res[2].H_b[73,21,B4]') | 0
(73, 22, 'B1', 'DES_res[2].H_b[73,22,B1]') | 3.0182
(73, 22, 'B2', 'DES_res[2].H_b[73,22,B2]') | 0
(73, 22, 'B3', 'DES_res[2].H_b[73,22,B3]') | 0
(73, 22, 'B4', 'DES_res[2].H_b[73,22,B4]') | 0
(73, 23, 'B1', 'DES_res[2].H_b[73,23,B1]') | 2.6367
(73, 23, 'B2', 'DES_res[2].H_b[73,23,B2]') | 0
(73, 23, 'B3', 'DES_res[2].H_b[73,23,B3]') | 0
(73, 23, 'B4', 'DES_res[2].H_b[73,23,B4]') | 0
(73, 24, 'B1', 'DES_res[2].H_b[73,24,B1]') | 2.4631
(73, 24, 'B2', 'DES_res[2].H_b[73,24,B2]') | 0
(73, 24, 'B3', 'DES_res[2].H_b[73,24,B3]') | 0
(73, 24, 'B4', 'DES_res[2].H_b[73,24,B4]') | 0
(74, 1, 'B1', 'DES_res[2].H_b[74,1,B1]') | 0.11994
(74, 1, 'B2', 'DES_res[2].H_b[74,1,B2]') | 0
(74, 1, 'B3', 'DES_res[2].H_b[74,1,B3]') | 0
(74, 1, 'B4', 'DES_res[2].H_b[74,1,B4]') | 0
(74, 2, 'B1', 'DES_res[2].H_b[74,2,B1]') | 0.00353
(74, 2, 'B2', 'DES_res[2].H_b[74,2,B2]') | 0
(74, 2, 'B3', 'DES_res[2].H_b[74,2,B3]') | 0
(74, 2, 'B4', 'DES_res[2].H_b[74,2,B4]') | 0
(74, 3, 'B1', 'DES_res[2].H_b[74,3,B1]') | 0.00588
(74, 3, 'B2', 'DES_res[2].H_b[74,3,B2]') | 0
(74, 3, 'B3', 'DES_res[2].H_b[74,3,B3]') | 0
(74, 3, 'B4', 'DES_res[2].H_b[74,3,B4]') | 0
(74, 4, 'B1', 'DES_res[2].H_b[74,4,B1]') | 0.64084
(74, 4, 'B2', 'DES_res[2].H_b[74,4,B2]') | 0
(74, 4, 'B3', 'DES_res[2].H_b[74,4,B3]') | 0
(74, 4, 'B4', 'DES_res[2].H_b[74,4,B4]') | 0
(74, 5, 'B1', 'DES_res[2].H_b[74,5,B1]') | 0.5938
(74, 5, 'B2', 'DES_res[2].H_b[74,5,B2]') | 0
(74, 5, 'B3', 'DES_res[2].H_b[74,5,B3]') | 0
(74, 5, 'B4', 'DES_res[2].H_b[74,5,B4]') | 0
(74, 6, 'B1', 'DES_res[2].H_b[74,6,B1]') | 0.107
(74, 6, 'B2', 'DES_res[2].H_b[74,6,B2]') | 0
(74, 6, 'B3', 'DES_res[2].H_b[74,6,B3]') | 0
(74, 6, 'B4', 'DES_res[2].H_b[74,6,B4]') | 0
(74, 7, 'B1', 'DES_res[2].H_b[74,7,B1]') | 2.4928
(74, 7, 'B2', 'DES_res[2].H_b[74,7,B2]') | 0
(74, 7, 'B3', 'DES_res[2].H_b[74,7,B3]') | 0
(74, 7, 'B4', 'DES_res[2].H_b[74,7,B4]') | 0
(74, 8, 'B1', 'DES_res[2].H_b[74,8,B1]') | 2.1177
(74, 8, 'B2', 'DES_res[2].H_b[74,8,B2]') | 0
(74, 8, 'B3', 'DES_res[2].H_b[74,8,B3]') | 0
(74, 8, 'B4', 'DES_res[2].H_b[74,8,B4]') | 0
(74, 9, 'B1', 'DES_res[2].H_b[74,9,B1]') | 0.51032
(74, 9, 'B2', 'DES_res[2].H_b[74,9,B2]') | 0
(74, 9, 'B3', 'DES_res[2].H_b[74,9,B3]') | 0
(74, 9, 'B4', 'DES_res[2].H_b[74,9,B4]') | 0
(74, 10, 'B1', 'DES_res[2].H_b[74,10,B1]') | 0.54089
(74, 10, 'B2', 'DES_res[2].H_b[74,10,B2]') | 0
(74, 10, 'B3', 'DES_res[2].H_b[74,10,B3]') | 0
(74, 10, 'B4', 'DES_res[2].H_b[74,10,B4]') | 0
(74, 11, 'B1', 'DES_res[2].H_b[74,11,B1]') | 0.9783
(74, 11, 'B2', 'DES_res[2].H_b[74,11,B2]') | 0
(74, 11, 'B3', 'DES_res[2].H_b[74,11,B3]') | 0
(74, 11, 'B4', 'DES_res[2].H_b[74,11,B4]') | 0
(74, 12, 'B1', 'DES_res[2].H_b[74,12,B1]') | 0.39979
(74, 12, 'B2', 'DES_res[2].H_b[74,12,B2]') | 0
(74, 12, 'B3', 'DES_res[2].H_b[74,12,B3]') | 0
(74, 12, 'B4', 'DES_res[2].H_b[74,12,B4]') | 0
(74, 13, 'B1', 'DES_res[2].H_b[74,13,B1]') | 0.39744
(74, 13, 'B2', 'DES_res[2].H_b[74,13,B2]') | 0
(74, 13, 'B3', 'DES_res[2].H_b[74,13,B3]') | 0
(74, 13, 'B4', 'DES_res[2].H_b[74,13,B4]') | 0
(74, 14, 'B1', 'DES_res[2].H_b[74,14,B1]') | 0.46681
(74, 14, 'B2', 'DES_res[2].H_b[74,14,B2]') | 0
(74, 14, 'B3', 'DES_res[2].H_b[74,14,B3]') | 0
(74, 14, 'B4', 'DES_res[2].H_b[74,14,B4]') | 0
(74, 15, 'B1', 'DES_res[2].H_b[74,15,B1]') | 0.33864
(74, 15, 'B2', 'DES_res[2].H_b[74,15,B2]') | 0
(74, 15, 'B3', 'DES_res[2].H_b[74,15,B3]') | 0
(74, 15, 'B4', 'DES_res[2].H_b[74,15,B4]') | 0
(74, 16, 'B1', 'DES_res[2].H_b[74,16,B1]') | 0.33041
(74, 16, 'B2', 'DES_res[2].H_b[74,16,B2]') | 0
(74, 16, 'B3', 'DES_res[2].H_b[74,16,B3]') | 0
(74, 16, 'B4', 'DES_res[2].H_b[74,16,B4]') | 0
(74, 17, 'B1', 'DES_res[2].H_b[74,17,B1]') | 0.68317
(74, 17, 'B2', 'DES_res[2].H_b[74,17,B2]') | 0
(74, 17, 'B3', 'DES_res[2].H_b[74,17,B3]') | 0
(74, 17, 'B4', 'DES_res[2].H_b[74,17,B4]') | 0
(74, 18, 'B1', 'DES_res[2].H_b[74,18,B1]') | 2.1777
(74, 18, 'B2', 'DES_res[2].H_b[74,18,B2]') | 0
(74, 18, 'B3', 'DES_res[2].H_b[74,18,B3]') | 0
(74, 18, 'B4', 'DES_res[2].H_b[74,18,B4]') | 0
(74, 19, 'B1', 'DES_res[2].H_b[74,19,B1]') | 2.0083
(74, 19, 'B2', 'DES_res[2].H_b[74,19,B2]') | 0
(74, 19, 'B3', 'DES_res[2].H_b[74,19,B3]') | 0
(74, 19, 'B4', 'DES_res[2].H_b[74,19,B4]') | 0
(74, 20, 'B1', 'DES_res[2].H_b[74,20,B1]') | 2.006
(74, 20, 'B2', 'DES_res[2].H_b[74,20,B2]') | 0
(74, 20, 'B3', 'DES_res[2].H_b[74,20,B3]') | 0
(74, 20, 'B4', 'DES_res[2].H_b[74,20,B4]') | 0
(74, 21, 'B1', 'DES_res[2].H_b[74,21,B1]') | 2.0495
(74, 21, 'B2', 'DES_res[2].H_b[74,21,B2]') | 0
(74, 21, 'B3', 'DES_res[2].H_b[74,21,B3]') | 0
(74, 21, 'B4', 'DES_res[2].H_b[74,21,B4]') | 0
(74, 22, 'B1', 'DES_res[2].H_b[74,22,B1]') | 2.0648
(74, 22, 'B2', 'DES_res[2].H_b[74,22,B2]') | 0
(74, 22, 'B3', 'DES_res[2].H_b[74,22,B3]') | 0
(74, 22, 'B4', 'DES_res[2].H_b[74,22,B4]') | 0
(74, 23, 'B1', 'DES_res[2].H_b[74,23,B1]') | 1.8037
(74, 23, 'B2', 'DES_res[2].H_b[74,23,B2]') | 0
(74, 23, 'B3', 'DES_res[2].H_b[74,23,B3]') | 0
(74, 23, 'B4', 'DES_res[2].H_b[74,23,B4]') | 0
(74, 24, 'B1', 'DES_res[2].H_b[74,24,B1]') | 1.685
(74, 24, 'B2', 'DES_res[2].H_b[74,24,B2]') | 0
(74, 24, 'B3', 'DES_res[2].H_b[74,24,B3]') | 0
(74, 24, 'B4', 'DES_res[2].H_b[74,24,B4]') | 0
(83, 1, 'B1', 'DES_res[2].H_b[83,1,B1]') | 0.09844
(83, 1, 'B2', 'DES_res[2].H_b[83,1,B2]') | 0
(83, 1, 'B3', 'DES_res[2].H_b[83,1,B3]') | 0
(83, 1, 'B4', 'DES_res[2].H_b[83,1,B4]') | 0
(83, 2, 'B1', 'DES_res[2].H_b[83,2,B1]') | 0.0029
(83, 2, 'B2', 'DES_res[2].H_b[83,2,B2]') | 0
(83, 2, 'B3', 'DES_res[2].H_b[83,2,B3]') | 0
(83, 2, 'B4', 'DES_res[2].H_b[83,2,B4]') | 0
(83, 3, 'B1', 'DES_res[2].H_b[83,3,B1]') | 0.00483
(83, 3, 'B2', 'DES_res[2].H_b[83,3,B2]') | 0
(83, 3, 'B3', 'DES_res[2].H_b[83,3,B3]') | 0
(83, 3, 'B4', 'DES_res[2].H_b[83,3,B4]') | 0
(83, 4, 'B1', 'DES_res[2].H_b[83,4,B1]') | 0.52596
(83, 4, 'B2', 'DES_res[2].H_b[83,4,B2]') | 0
(83, 4, 'B3', 'DES_res[2].H_b[83,4,B3]') | 0
(83, 4, 'B4', 'DES_res[2].H_b[83,4,B4]') | 0
(83, 5, 'B1', 'DES_res[2].H_b[83,5,B1]') | 0.48736
(83, 5, 'B2', 'DES_res[2].H_b[83,5,B2]') | 0
(83, 5, 'B3', 'DES_res[2].H_b[83,5,B3]') | 0
(83, 5, 'B4', 'DES_res[2].H_b[83,5,B4]') | 0
(83, 6, 'B1', 'DES_res[2].H_b[83,6,B1]') | 0.08782
(83, 6, 'B2', 'DES_res[2].H_b[83,6,B2]') | 0
(83, 6, 'B3', 'DES_res[2].H_b[83,6,B3]') | 0
(83, 6, 'B4', 'DES_res[2].H_b[83,6,B4]') | 0
(83, 7, 'B1', 'DES_res[2].H_b[83,7,B1]') | 2.0459
(83, 7, 'B2', 'DES_res[2].H_b[83,7,B2]') | 0
(83, 7, 'B3', 'DES_res[2].H_b[83,7,B3]') | 0
(83, 7, 'B4', 'DES_res[2].H_b[83,7,B4]') | 0
(83, 8, 'B1', 'DES_res[2].H_b[83,8,B1]') | 1.7381
(83, 8, 'B2', 'DES_res[2].H_b[83,8,B2]') | 0
(83, 8, 'B3', 'DES_res[2].H_b[83,8,B3]') | 0
(83, 8, 'B4', 'DES_res[2].H_b[83,8,B4]') | 0
(83, 9, 'B1', 'DES_res[2].H_b[83,9,B1]') | 0.41884
(83, 9, 'B2', 'DES_res[2].H_b[83,9,B2]') | 0
(83, 9, 'B3', 'DES_res[2].H_b[83,9,B3]') | 0
(83, 9, 'B4', 'DES_res[2].H_b[83,9,B4]') | 0
(83, 10, 'B1', 'DES_res[2].H_b[83,10,B1]') | 0.44393
(83, 10, 'B2', 'DES_res[2].H_b[83,10,B2]') | 0
(83, 10, 'B3', 'DES_res[2].H_b[83,10,B3]') | 0
(83, 10, 'B4', 'DES_res[2].H_b[83,10,B4]') | 0
(83, 11, 'B1', 'DES_res[2].H_b[83,11,B1]') | 0.80294
(83, 11, 'B2', 'DES_res[2].H_b[83,11,B2]') | 0
(83, 11, 'B3', 'DES_res[2].H_b[83,11,B3]') | 0
(83, 11, 'B4', 'DES_res[2].H_b[83,11,B4]') | 0
(83, 12, 'B1', 'DES_res[2].H_b[83,12,B1]') | 0.32812
(83, 12, 'B2', 'DES_res[2].H_b[83,12,B2]') | 0
(83, 12, 'B3', 'DES_res[2].H_b[83,12,B3]') | 0
(83, 12, 'B4', 'DES_res[2].H_b[83,12,B4]') | 0
(83, 13, 'B1', 'DES_res[2].H_b[83,13,B1]') | 0.32619
(83, 13, 'B2', 'DES_res[2].H_b[83,13,B2]') | 0
(83, 13, 'B3', 'DES_res[2].H_b[83,13,B3]') | 0
(83, 13, 'B4', 'DES_res[2].H_b[83,13,B4]') | 0
(83, 14, 'B1', 'DES_res[2].H_b[83,14,B1]') | 0.38313
(83, 14, 'B2', 'DES_res[2].H_b[83,14,B2]') | 0
(83, 14, 'B3', 'DES_res[2].H_b[83,14,B3]') | 0
(83, 14, 'B4', 'DES_res[2].H_b[83,14,B4]') | 0
(83, 15, 'B1', 'DES_res[2].H_b[83,15,B1]') | 0.27794
(83, 15, 'B2', 'DES_res[2].H_b[83,15,B2]') | 0
(83, 15, 'B3', 'DES_res[2].H_b[83,15,B3]') | 0
(83, 15, 'B4', 'DES_res[2].H_b[83,15,B4]') | 0
(83, 16, 'B1', 'DES_res[2].H_b[83,16,B1]') | 0.27119
(83, 16, 'B2', 'DES_res[2].H_b[83,16,B2]') | 0
(83, 16, 'B3', 'DES_res[2].H_b[83,16,B3]') | 0
(83, 16, 'B4', 'DES_res[2].H_b[83,16,B4]') | 0
(83, 17, 'B1', 'DES_res[2].H_b[83,17,B1]') | 0.56071
(83, 17, 'B2', 'DES_res[2].H_b[83,17,B2]') | 0
(83, 17, 'B3', 'DES_res[2].H_b[83,17,B3]') | 0
(83, 17, 'B4', 'DES_res[2].H_b[83,17,B4]') | 0
(83, 18, 'B1', 'DES_res[2].H_b[83,18,B1]') | 1.7873
(83, 18, 'B2', 'DES_res[2].H_b[83,18,B2]') | 0
(83, 18, 'B3', 'DES_res[2].H_b[83,18,B3]') | 0
(83, 18, 'B4', 'DES_res[2].H_b[83,18,B4]') | 0
(83, 19, 'B1', 'DES_res[2].H_b[83,19,B1]') | 1.6483
(83, 19, 'B2', 'DES_res[2].H_b[83,19,B2]') | 0
(83, 19, 'B3', 'DES_res[2].H_b[83,19,B3]') | 0
(83, 19, 'B4', 'DES_res[2].H_b[83,19,B4]') | 0
(83, 20, 'B1', 'DES_res[2].H_b[83,20,B1]') | 1.6464
(83, 20, 'B2', 'DES_res[2].H_b[83,20,B2]') | 0
(83, 20, 'B3', 'DES_res[2].H_b[83,20,B3]') | 0
(83, 20, 'B4', 'DES_res[2].H_b[83,20,B4]') | 0
(83, 21, 'B1', 'DES_res[2].H_b[83,21,B1]') | 1.6821
(83, 21, 'B2', 'DES_res[2].H_b[83,21,B2]') | 0
(83, 21, 'B3', 'DES_res[2].H_b[83,21,B3]') | 0
(83, 21, 'B4', 'DES_res[2].H_b[83,21,B4]') | 0
(83, 22, 'B1', 'DES_res[2].H_b[83,22,B1]') | 1.6947
(83, 22, 'B2', 'DES_res[2].H_b[83,22,B2]') | 0
(83, 22, 'B3', 'DES_res[2].H_b[83,22,B3]') | 0
(83, 22, 'B4', 'DES_res[2].H_b[83,22,B4]') | 0
(83, 23, 'B1', 'DES_res[2].H_b[83,23,B1]') | 1.4804
(83, 23, 'B2', 'DES_res[2].H_b[83,23,B2]') | 0
(83, 23, 'B3', 'DES_res[2].H_b[83,23,B3]') | 0
(83, 23, 'B4', 'DES_res[2].H_b[83,23,B4]') | 0
(83, 24, 'B1', 'DES_res[2].H_b[83,24,B1]') | 1.3829
(83, 24, 'B2', 'DES_res[2].H_b[83,24,B2]') | 0
(83, 24, 'B3', 'DES_res[2].H_b[83,24,B3]') | 0
(83, 24, 'B4', 'DES_res[2].H_b[83,24,B4]') | 0
(178, 1, 'B1', 'DES_res[2].H_b[178,1,B1]') | 0
(178, 1, 'B2', 'DES_res[2].H_b[178,1,B2]') | 0
(178, 1, 'B3', 'DES_res[2].H_b[178,1,B3]') | 0.20847
(178, 1, 'B4', 'DES_res[2].H_b[178,1,B4]') | 0
(178, 2, 'B1', 'DES_res[2].H_b[178,2,B1]') | 0
(178, 2, 'B2', 'DES_res[2].H_b[178,2,B2]') | 0
(178, 2, 'B3', 'DES_res[2].H_b[178,2,B3]') | 0.00613
(178, 2, 'B4', 'DES_res[2].H_b[178,2,B4]') | 0
(178, 3, 'B1', 'DES_res[2].H_b[178,3,B1]') | 0
(178, 3, 'B2', 'DES_res[2].H_b[178,3,B2]') | 0
(178, 3, 'B3', 'DES_res[2].H_b[178,3,B3]') | 0.01022
(178, 3, 'B4', 'DES_res[2].H_b[178,3,B4]') | 0
(178, 4, 'B1', 'DES_res[2].H_b[178,4,B1]') | 0
(178, 4, 'B2', 'DES_res[2].H_b[178,4,B2]') | 0
(178, 4, 'B3', 'DES_res[2].H_b[178,4,B3]') | 1.1139
(178, 4, 'B4', 'DES_res[2].H_b[178,4,B4]') | 0
(178, 5, 'B1', 'DES_res[2].H_b[178,5,B1]') | 0
(178, 5, 'B2', 'DES_res[2].H_b[178,5,B2]') | 0
(178, 5, 'B3', 'DES_res[2].H_b[178,5,B3]') | 1.0321
(178, 5, 'B4', 'DES_res[2].H_b[178,5,B4]') | 0
(178, 6, 'B1', 'DES_res[2].H_b[178,6,B1]') | 0
(178, 6, 'B2', 'DES_res[2].H_b[178,6,B2]') | 0
(178, 6, 'B3', 'DES_res[2].H_b[178,6,B3]') | 0.18599
(178, 6, 'B4', 'DES_res[2].H_b[178,6,B4]') | 0
(178, 7, 'B1', 'DES_res[2].H_b[178,7,B1]') | 0
(178, 7, 'B2', 'DES_res[2].H_b[178,7,B2]') | 0
(178, 7, 'B3', 'DES_res[2].H_b[178,7,B3]') | 4.333
(178, 7, 'B4', 'DES_res[2].H_b[178,7,B4]') | 0
(178, 8, 'B1', 'DES_res[2].H_b[178,8,B1]') | 0
(178, 8, 'B2', 'DES_res[2].H_b[178,8,B2]') | 0
(178, 8, 'B3', 'DES_res[2].H_b[178,8,B3]') | 3.681
(178, 8, 'B4', 'DES_res[2].H_b[178,8,B4]') | 0
(178, 9, 'B1', 'DES_res[2].H_b[178,9,B1]') | 0
(178, 9, 'B2', 'DES_res[2].H_b[178,9,B2]') | 0
(178, 9, 'B3', 'DES_res[2].H_b[178,9,B3]') | 0.88703
(178, 9, 'B4', 'DES_res[2].H_b[178,9,B4]') | 0
(178, 10, 'B1', 'DES_res[2].H_b[178,10,B1]') | 0
(178, 10, 'B2', 'DES_res[2].H_b[178,10,B2]') | 0
(178, 10, 'B3', 'DES_res[2].H_b[178,10,B3]') | 0.94017
(178, 10, 'B4', 'DES_res[2].H_b[178,10,B4]') | 0
(178, 11, 'B1', 'DES_res[2].H_b[178,11,B1]') | 0
(178, 11, 'B2', 'DES_res[2].H_b[178,11,B2]') | 0
(178, 11, 'B3', 'DES_res[2].H_b[178,11,B3]') | 1.7005
(178, 11, 'B4', 'DES_res[2].H_b[178,11,B4]') | 0
(178, 12, 'B1', 'DES_res[2].H_b[178,12,B1]') | 0
(178, 12, 'B2', 'DES_res[2].H_b[178,12,B2]') | 0
(178, 12, 'B3', 'DES_res[2].H_b[178,12,B3]') | 0.69491
(178, 12, 'B4', 'DES_res[2].H_b[178,12,B4]') | 0
(178, 13, 'B1', 'DES_res[2].H_b[178,13,B1]') | 0
(178, 13, 'B2', 'DES_res[2].H_b[178,13,B2]') | 0
(178, 13, 'B3', 'DES_res[2].H_b[178,13,B3]') | 0.69082
(178, 13, 'B4', 'DES_res[2].H_b[178,13,B4]') | 0
(178, 14, 'B1', 'DES_res[2].H_b[178,14,B1]') | 0
(178, 14, 'B2', 'DES_res[2].H_b[178,14,B2]') | 0
(178, 14, 'B3', 'DES_res[2].H_b[178,14,B3]') | 0.81141
(178, 14, 'B4', 'DES_res[2].H_b[178,14,B4]') | 0
(178, 15, 'B1', 'DES_res[2].H_b[178,15,B1]') | 0
(178, 15, 'B2', 'DES_res[2].H_b[178,15,B2]') | 0
(178, 15, 'B3', 'DES_res[2].H_b[178,15,B3]') | 0.58863
(178, 15, 'B4', 'DES_res[2].H_b[178,15,B4]') | 0
(178, 16, 'B1', 'DES_res[2].H_b[178,16,B1]') | 0
(178, 16, 'B2', 'DES_res[2].H_b[178,16,B2]') | 0
(178, 16, 'B3', 'DES_res[2].H_b[178,16,B3]') | 0.57432
(178, 16, 'B4', 'DES_res[2].H_b[178,16,B4]') | 0
(178, 17, 'B1', 'DES_res[2].H_b[178,17,B1]') | 0
(178, 17, 'B2', 'DES_res[2].H_b[178,17,B2]') | 0
(178, 17, 'B3', 'DES_res[2].H_b[178,17,B3]') | 1.1875
(178, 17, 'B4', 'DES_res[2].H_b[178,17,B4]') | 0
(178, 18, 'B1', 'DES_res[2].H_b[178,18,B1]') | 0
(178, 18, 'B2', 'DES_res[2].H_b[178,18,B2]') | 0
(178, 18, 'B3', 'DES_res[2].H_b[178,18,B3]') | 3.7852
(178, 18, 'B4', 'DES_res[2].H_b[178,18,B4]') | 0
(178, 19, 'B1', 'DES_res[2].H_b[178,19,B1]') | 0
(178, 19, 'B2', 'DES_res[2].H_b[178,19,B2]') | 0
(178, 19, 'B3', 'DES_res[2].H_b[178,19,B3]') | 3.4909
(178, 19, 'B4', 'DES_res[2].H_b[178,19,B4]') | 0
(178, 20, 'B1', 'DES_res[2].H_b[178,20,B1]') | 0
(178, 20, 'B2', 'DES_res[2].H_b[178,20,B2]') | 0
(178, 20, 'B3', 'DES_res[2].H_b[178,20,B3]') | 3.4868
(178, 20, 'B4', 'DES_res[2].H_b[178,20,B4]') | 0
(178, 21, 'B1', 'DES_res[2].H_b[178,21,B1]') | 0
(178, 21, 'B2', 'DES_res[2].H_b[178,21,B2]') | 0
(178, 21, 'B3', 'DES_res[2].H_b[178,21,B3]') | 3.5624
(178, 21, 'B4', 'DES_res[2].H_b[178,21,B4]') | 0
(178, 22, 'B1', 'DES_res[2].H_b[178,22,B1]') | 0
(178, 22, 'B2', 'DES_res[2].H_b[178,22,B2]') | 0
(178, 22, 'B3', 'DES_res[2].H_b[178,22,B3]') | 3.589
(178, 22, 'B4', 'DES_res[2].H_b[178,22,B4]') | 0
(178, 23, 'B1', 'DES_res[2].H_b[178,23,B1]') | 0
(178, 23, 'B2', 'DES_res[2].H_b[178,23,B2]') | 0
(178, 23, 'B3', 'DES_res[2].H_b[178,23,B3]') | 3.1353
(178, 23, 'B4', 'DES_res[2].H_b[178,23,B4]') | 0
(178, 24, 'B1', 'DES_res[2].H_b[178,24,B1]') | 0
(178, 24, 'B2', 'DES_res[2].H_b[178,24,B2]') | 0
(178, 24, 'B3', 'DES_res[2].H_b[178,24,B3]') | 2.9289
(178, 24, 'B4', 'DES_res[2].H_b[178,24,B4]') | 0
(208, 1, 'B1', 'DES_res[2].H_b[208,1,B1]') | 0
(208, 1, 'B2', 'DES_res[2].H_b[208,1,B2]') | 0
(208, 1, 'B3', 'DES_res[2].H_b[208,1,B3]') | 0.2023
(208, 1, 'B4', 'DES_res[2].H_b[208,1,B4]') | 0
(208, 2, 'B1', 'DES_res[2].H_b[208,2,B1]') | 0
(208, 2, 'B2', 'DES_res[2].H_b[208,2,B2]') | 0
(208, 2, 'B3', 'DES_res[2].H_b[208,2,B3]') | 0.00595
(208, 2, 'B4', 'DES_res[2].H_b[208,2,B4]') | 0
(208, 3, 'B1', 'DES_res[2].H_b[208,3,B1]') | 0
(208, 3, 'B2', 'DES_res[2].H_b[208,3,B2]') | 0
(208, 3, 'B3', 'DES_res[2].H_b[208,3,B3]') | 0.00992
(208, 3, 'B4', 'DES_res[2].H_b[208,3,B4]') | 0
(208, 4, 'B1', 'DES_res[2].H_b[208,4,B1]') | 0
(208, 4, 'B2', 'DES_res[2].H_b[208,4,B2]') | 0
(208, 4, 'B3', 'DES_res[2].H_b[208,4,B3]') | 1.0809
(208, 4, 'B4', 'DES_res[2].H_b[208,4,B4]') | 0
(208, 5, 'B1', 'DES_res[2].H_b[208,5,B1]') | 0
(208, 5, 'B2', 'DES_res[2].H_b[208,5,B2]') | 0
(208, 5, 'B3', 'DES_res[2].H_b[208,5,B3]') | 1.0016
(208, 5, 'B4', 'DES_res[2].H_b[208,5,B4]') | 0
(208, 6, 'B1', 'DES_res[2].H_b[208,6,B1]') | 0
(208, 6, 'B2', 'DES_res[2].H_b[208,6,B2]') | 0
(208, 6, 'B3', 'DES_res[2].H_b[208,6,B3]') | 0.18048
(208, 6, 'B4', 'DES_res[2].H_b[208,6,B4]') | 0
(208, 7, 'B1', 'DES_res[2].H_b[208,7,B1]') | 0
(208, 7, 'B2', 'DES_res[2].H_b[208,7,B2]') | 0
(208, 7, 'B3', 'DES_res[2].H_b[208,7,B3]') | 4.2047
(208, 7, 'B4', 'DES_res[2].H_b[208,7,B4]') | 0
(208, 8, 'B1', 'DES_res[2].H_b[208,8,B1]') | 0
(208, 8, 'B2', 'DES_res[2].H_b[208,8,B2]') | 0
(208, 8, 'B3', 'DES_res[2].H_b[208,8,B3]') | 3.572
(208, 8, 'B4', 'DES_res[2].H_b[208,8,B4]') | 0
(208, 9, 'B1', 'DES_res[2].H_b[208,9,B1]') | 0
(208, 9, 'B2', 'DES_res[2].H_b[208,9,B2]') | 0
(208, 9, 'B3', 'DES_res[2].H_b[208,9,B3]') | 0.86077
(208, 9, 'B4', 'DES_res[2].H_b[208,9,B4]') | 0
(208, 10, 'B1', 'DES_res[2].H_b[208,10,B1]') | 0
(208, 10, 'B2', 'DES_res[2].H_b[208,10,B2]') | 0
(208, 10, 'B3', 'DES_res[2].H_b[208,10,B3]') | 0.91234
(208, 10, 'B4', 'DES_res[2].H_b[208,10,B4]') | 0
(208, 11, 'B1', 'DES_res[2].H_b[208,11,B1]') | 0
(208, 11, 'B2', 'DES_res[2].H_b[208,11,B2]') | 0
(208, 11, 'B3', 'DES_res[2].H_b[208,11,B3]') | 1.6501
(208, 11, 'B4', 'DES_res[2].H_b[208,11,B4]') | 0
(208, 12, 'B1', 'DES_res[2].H_b[208,12,B1]') | 0
(208, 12, 'B2', 'DES_res[2].H_b[208,12,B2]') | 0
(208, 12, 'B3', 'DES_res[2].H_b[208,12,B3]') | 0.67434
(208, 12, 'B4', 'DES_res[2].H_b[208,12,B4]') | 0
(208, 13, 'B1', 'DES_res[2].H_b[208,13,B1]') | 0
(208, 13, 'B2', 'DES_res[2].H_b[208,13,B2]') | 0
(208, 13, 'B3', 'DES_res[2].H_b[208,13,B3]') | 0.67037
(208, 13, 'B4', 'DES_res[2].H_b[208,13,B4]') | 0
(208, 14, 'B1', 'DES_res[2].H_b[208,14,B1]') | 0
(208, 14, 'B2', 'DES_res[2].H_b[208,14,B2]') | 0
(208, 14, 'B3', 'DES_res[2].H_b[208,14,B3]') | 0.78739
(208, 14, 'B4', 'DES_res[2].H_b[208,14,B4]') | 0
(208, 15, 'B1', 'DES_res[2].H_b[208,15,B1]') | 0
(208, 15, 'B2', 'DES_res[2].H_b[208,15,B2]') | 0
(208, 15, 'B3', 'DES_res[2].H_b[208,15,B3]') | 0.5712
(208, 15, 'B4', 'DES_res[2].H_b[208,15,B4]') | 0
(208, 16, 'B1', 'DES_res[2].H_b[208,16,B1]') | 0
(208, 16, 'B2', 'DES_res[2].H_b[208,16,B2]') | 0
(208, 16, 'B3', 'DES_res[2].H_b[208,16,B3]') | 0.55732
(208, 16, 'B4', 'DES_res[2].H_b[208,16,B4]') | 0
(208, 17, 'B1', 'DES_res[2].H_b[208,17,B1]') | 0
(208, 17, 'B2', 'DES_res[2].H_b[208,17,B2]') | 0
(208, 17, 'B3', 'DES_res[2].H_b[208,17,B3]') | 1.1523
(208, 17, 'B4', 'DES_res[2].H_b[208,17,B4]') | 0
(208, 18, 'B1', 'DES_res[2].H_b[208,18,B1]') | 0
(208, 18, 'B2', 'DES_res[2].H_b[208,18,B2]') | 0
(208, 18, 'B3', 'DES_res[2].H_b[208,18,B3]') | 3.6732
(208, 18, 'B4', 'DES_res[2].H_b[208,18,B4]') | 0
(208, 19, 'B1', 'DES_res[2].H_b[208,19,B1]') | 0
(208, 19, 'B2', 'DES_res[2].H_b[208,19,B2]') | 0
(208, 19, 'B3', 'DES_res[2].H_b[208,19,B3]') | 3.3876
(208, 19, 'B4', 'DES_res[2].H_b[208,19,B4]') | 0
(208, 20, 'B1', 'DES_res[2].H_b[208,20,B1]') | 0
(208, 20, 'B2', 'DES_res[2].H_b[208,20,B2]') | 0
(208, 20, 'B3', 'DES_res[2].H_b[208,20,B3]') | 3.3836
(208, 20, 'B4', 'DES_res[2].H_b[208,20,B4]') | 0
(208, 21, 'B1', 'DES_res[2].H_b[208,21,B1]') | 0
(208, 21, 'B2', 'DES_res[2].H_b[208,21,B2]') | 0
(208, 21, 'B3', 'DES_res[2].H_b[208,21,B3]') | 3.457
(208, 21, 'B4', 'DES_res[2].H_b[208,21,B4]') | 0
(208, 22, 'B1', 'DES_res[2].H_b[208,22,B1]') | 0
(208, 22, 'B2', 'DES_res[2].H_b[208,22,B2]') | 0
(208, 22, 'B3', 'DES_res[2].H_b[208,22,B3]') | 3.4828
(208, 22, 'B4', 'DES_res[2].H_b[208,22,B4]') | 0
(208, 23, 'B1', 'DES_res[2].H_b[208,23,B1]') | 0
(208, 23, 'B2', 'DES_res[2].H_b[208,23,B2]') | 0
(208, 23, 'B3', 'DES_res[2].H_b[208,23,B3]') | 3.0425
(208, 23, 'B4', 'DES_res[2].H_b[208,23,B4]') | 0
(208, 24, 'B1', 'DES_res[2].H_b[208,24,B1]') | 0
(208, 24, 'B2', 'DES_res[2].H_b[208,24,B2]') | 0
(208, 24, 'B3', 'DES_res[2].H_b[208,24,B3]') | 2.8421
(208, 24, 'B4', 'DES_res[2].H_b[208,24,B4]') | 0
(225, 1, 'B1', 'DES_res[2].H_b[225,1,B1]') | 0
(225, 1, 'B2', 'DES_res[2].H_b[225,1,B2]') | 0
(225, 1, 'B3', 'DES_res[2].H_b[225,1,B3]') | 0.31664
(225, 1, 'B4', 'DES_res[2].H_b[225,1,B4]') | 0
(225, 2, 'B1', 'DES_res[2].H_b[225,2,B1]') | 0
(225, 2, 'B2', 'DES_res[2].H_b[225,2,B2]') | 0
(225, 2, 'B3', 'DES_res[2].H_b[225,2,B3]') | 0.00931
(225, 2, 'B4', 'DES_res[2].H_b[225,2,B4]') | 0
(225, 3, 'B1', 'DES_res[2].H_b[225,3,B1]') | 0
(225, 3, 'B2', 'DES_res[2].H_b[225,3,B2]') | 0
(225, 3, 'B3', 'DES_res[2].H_b[225,3,B3]') | 0.01552
(225, 3, 'B4', 'DES_res[2].H_b[225,3,B4]') | 0
(225, 4, 'B1', 'DES_res[2].H_b[225,4,B1]') | 0
(225, 4, 'B2', 'DES_res[2].H_b[225,4,B2]') | 0
(225, 4, 'B3', 'DES_res[2].H_b[225,4,B3]') | 1.6918
(225, 4, 'B4', 'DES_res[2].H_b[225,4,B4]') | 0
(225, 5, 'B1', 'DES_res[2].H_b[225,5,B1]') | 0
(225, 5, 'B2', 'DES_res[2].H_b[225,5,B2]') | 0
(225, 5, 'B3', 'DES_res[2].H_b[225,5,B3]') | 1.5677
(225, 5, 'B4', 'DES_res[2].H_b[225,5,B4]') | 0
(225, 6, 'B1', 'DES_res[2].H_b[225,6,B1]') | 0
(225, 6, 'B2', 'DES_res[2].H_b[225,6,B2]') | 0
(225, 6, 'B3', 'DES_res[2].H_b[225,6,B3]') | 0.28249
(225, 6, 'B4', 'DES_res[2].H_b[225,6,B4]') | 0
(225, 7, 'B1', 'DES_res[2].H_b[225,7,B1]') | 0
(225, 7, 'B2', 'DES_res[2].H_b[225,7,B2]') | 0
(225, 7, 'B3', 'DES_res[2].H_b[225,7,B3]') | 6.5811
(225, 7, 'B4', 'DES_res[2].H_b[225,7,B4]') | 0
(225, 8, 'B1', 'DES_res[2].H_b[225,8,B1]') | 0
(225, 8, 'B2', 'DES_res[2].H_b[225,8,B2]') | 0
(225, 8, 'B3', 'DES_res[2].H_b[225,8,B3]') | 5.5908
(225, 8, 'B4', 'DES_res[2].H_b[225,8,B4]') | 0
(225, 9, 'B1', 'DES_res[2].H_b[225,9,B1]') | 0
(225, 9, 'B2', 'DES_res[2].H_b[225,9,B2]') | 0
(225, 9, 'B3', 'DES_res[2].H_b[225,9,B3]') | 1.3473
(225, 9, 'B4', 'DES_res[2].H_b[225,9,B4]') | 0
(225, 10, 'B1', 'DES_res[2].H_b[225,10,B1]') | 0
(225, 10, 'B2', 'DES_res[2].H_b[225,10,B2]') | 0
(225, 10, 'B3', 'DES_res[2].H_b[225,10,B3]') | 1.428
(225, 10, 'B4', 'DES_res[2].H_b[225,10,B4]') | 0
(225, 11, 'B1', 'DES_res[2].H_b[225,11,B1]') | 0
(225, 11, 'B2', 'DES_res[2].H_b[225,11,B2]') | 0
(225, 11, 'B3', 'DES_res[2].H_b[225,11,B3]') | 2.5828
(225, 11, 'B4', 'DES_res[2].H_b[225,11,B4]') | 0
(225, 12, 'B1', 'DES_res[2].H_b[225,12,B1]') | 0
(225, 12, 'B2', 'DES_res[2].H_b[225,12,B2]') | 0
(225, 12, 'B3', 'DES_res[2].H_b[225,12,B3]') | 1.0555
(225, 12, 'B4', 'DES_res[2].H_b[225,12,B4]') | 0
(225, 13, 'B1', 'DES_res[2].H_b[225,13,B1]') | 0
(225, 13, 'B2', 'DES_res[2].H_b[225,13,B2]') | 0
(225, 13, 'B3', 'DES_res[2].H_b[225,13,B3]') | 1.0493
(225, 13, 'B4', 'DES_res[2].H_b[225,13,B4]') | 0
(225, 14, 'B1', 'DES_res[2].H_b[225,14,B1]') | 0
(225, 14, 'B2', 'DES_res[2].H_b[225,14,B2]') | 0
(225, 14, 'B3', 'DES_res[2].H_b[225,14,B3]') | 1.2324
(225, 14, 'B4', 'DES_res[2].H_b[225,14,B4]') | 0
(225, 15, 'B1', 'DES_res[2].H_b[225,15,B1]') | 0
(225, 15, 'B2', 'DES_res[2].H_b[225,15,B2]') | 0
(225, 15, 'B3', 'DES_res[2].H_b[225,15,B3]') | 0.89403
(225, 15, 'B4', 'DES_res[2].H_b[225,15,B4]') | 0
(225, 16, 'B1', 'DES_res[2].H_b[225,16,B1]') | 0
(225, 16, 'B2', 'DES_res[2].H_b[225,16,B2]') | 0
(225, 16, 'B3', 'DES_res[2].H_b[225,16,B3]') | 0.8723
(225, 16, 'B4', 'DES_res[2].H_b[225,16,B4]') | 0
(225, 17, 'B1', 'DES_res[2].H_b[225,17,B1]') | 0
(225, 17, 'B2', 'DES_res[2].H_b[225,17,B2]') | 0
(225, 17, 'B3', 'DES_res[2].H_b[225,17,B3]') | 1.8036
(225, 17, 'B4', 'DES_res[2].H_b[225,17,B4]') | 0
(225, 18, 'B1', 'DES_res[2].H_b[225,18,B1]') | 0
(225, 18, 'B2', 'DES_res[2].H_b[225,18,B2]') | 0
(225, 18, 'B3', 'DES_res[2].H_b[225,18,B3]') | 5.7491
(225, 18, 'B4', 'DES_res[2].H_b[225,18,B4]') | 0
(225, 19, 'B1', 'DES_res[2].H_b[225,19,B1]') | 0
(225, 19, 'B2', 'DES_res[2].H_b[225,19,B2]') | 0
(225, 19, 'B3', 'DES_res[2].H_b[225,19,B3]') | 5.3021
(225, 19, 'B4', 'DES_res[2].H_b[225,19,B4]') | 0
(225, 20, 'B1', 'DES_res[2].H_b[225,20,B1]') | 0
(225, 20, 'B2', 'DES_res[2].H_b[225,20,B2]') | 0
(225, 20, 'B3', 'DES_res[2].H_b[225,20,B3]') | 5.2959
(225, 20, 'B4', 'DES_res[2].H_b[225,20,B4]') | 0
(225, 21, 'B1', 'DES_res[2].H_b[225,21,B1]') | 0
(225, 21, 'B2', 'DES_res[2].H_b[225,21,B2]') | 0
(225, 21, 'B3', 'DES_res[2].H_b[225,21,B3]') | 5.4108
(225, 21, 'B4', 'DES_res[2].H_b[225,21,B4]') | 0
(225, 22, 'B1', 'DES_res[2].H_b[225,22,B1]') | 0
(225, 22, 'B2', 'DES_res[2].H_b[225,22,B2]') | 0
(225, 22, 'B3', 'DES_res[2].H_b[225,22,B3]') | 5.4511
(225, 22, 'B4', 'DES_res[2].H_b[225,22,B4]') | 0
(225, 23, 'B1', 'DES_res[2].H_b[225,23,B1]') | 0
(225, 23, 'B2', 'DES_res[2].H_b[225,23,B2]') | 0
(225, 23, 'B3', 'DES_res[2].H_b[225,23,B3]') | 4.762
(225, 23, 'B4', 'DES_res[2].H_b[225,23,B4]') | 0
(225, 24, 'B1', 'DES_res[2].H_b[225,24,B1]') | 0
(225, 24, 'B2', 'DES_res[2].H_b[225,24,B2]') | 0
(225, 24, 'B3', 'DES_res[2].H_b[225,24,B3]') | 4.4484
(225, 24, 'B4', 'DES_res[2].H_b[225,24,B4]') | 0
(248, 1, 'B1', 'DES_res[2].H_b[248,1,B1]') | 0
(248, 1, 'B2', 'DES_res[2].H_b[248,1,B2]') | 0
(248, 1, 'B3', 'DES_res[2].H_b[248,1,B3]') | 0.27004
(248, 1, 'B4', 'DES_res[2].H_b[248,1,B4]') | 0
(248, 2, 'B1', 'DES_res[2].H_b[248,2,B1]') | 0
(248, 2, 'B2', 'DES_res[2].H_b[248,2,B2]') | 0
(248, 2, 'B3', 'DES_res[2].H_b[248,2,B3]') | 0.00794
(248, 2, 'B4', 'DES_res[2].H_b[248,2,B4]') | 0
(248, 3, 'B1', 'DES_res[2].H_b[248,3,B1]') | 0
(248, 3, 'B2', 'DES_res[2].H_b[248,3,B2]') | 0
(248, 3, 'B3', 'DES_res[2].H_b[248,3,B3]') | 0.01324
(248, 3, 'B4', 'DES_res[2].H_b[248,3,B4]') | 0
(248, 4, 'B1', 'DES_res[2].H_b[248,4,B1]') | 0
(248, 4, 'B2', 'DES_res[2].H_b[248,4,B2]') | 0
(248, 4, 'B3', 'DES_res[2].H_b[248,4,B3]') | 1.4429
(248, 4, 'B4', 'DES_res[2].H_b[248,4,B4]') | 0
(248, 5, 'B1', 'DES_res[2].H_b[248,5,B1]') | 0
(248, 5, 'B2', 'DES_res[2].H_b[248,5,B2]') | 0
(248, 5, 'B3', 'DES_res[2].H_b[248,5,B3]') | 1.337
(248, 5, 'B4', 'DES_res[2].H_b[248,5,B4]') | 0
(248, 6, 'B1', 'DES_res[2].H_b[248,6,B1]') | 0
(248, 6, 'B2', 'DES_res[2].H_b[248,6,B2]') | 0
(248, 6, 'B3', 'DES_res[2].H_b[248,6,B3]') | 0.24092
(248, 6, 'B4', 'DES_res[2].H_b[248,6,B4]') | 0
(248, 7, 'B1', 'DES_res[2].H_b[248,7,B1]') | 0
(248, 7, 'B2', 'DES_res[2].H_b[248,7,B2]') | 0
(248, 7, 'B3', 'DES_res[2].H_b[248,7,B3]') | 5.6126
(248, 7, 'B4', 'DES_res[2].H_b[248,7,B4]') | 0
(248, 8, 'B1', 'DES_res[2].H_b[248,8,B1]') | 0
(248, 8, 'B2', 'DES_res[2].H_b[248,8,B2]') | 0
(248, 8, 'B3', 'DES_res[2].H_b[248,8,B3]') | 4.7681
(248, 8, 'B4', 'DES_res[2].H_b[248,8,B4]') | 0
(248, 9, 'B1', 'DES_res[2].H_b[248,9,B1]') | 0
(248, 9, 'B2', 'DES_res[2].H_b[248,9,B2]') | 0
(248, 9, 'B3', 'DES_res[2].H_b[248,9,B3]') | 1.149
(248, 9, 'B4', 'DES_res[2].H_b[248,9,B4]') | 0
(248, 10, 'B1', 'DES_res[2].H_b[248,10,B1]') | 0
(248, 10, 'B2', 'DES_res[2].H_b[248,10,B2]') | 0
(248, 10, 'B3', 'DES_res[2].H_b[248,10,B3]') | 1.2178
(248, 10, 'B4', 'DES_res[2].H_b[248,10,B4]') | 0
(248, 11, 'B1', 'DES_res[2].H_b[248,11,B1]') | 0
(248, 11, 'B2', 'DES_res[2].H_b[248,11,B2]') | 0
(248, 11, 'B3', 'DES_res[2].H_b[248,11,B3]') | 2.2027
(248, 11, 'B4', 'DES_res[2].H_b[248,11,B4]') | 0
(248, 12, 'B1', 'DES_res[2].H_b[248,12,B1]') | 0
(248, 12, 'B2', 'DES_res[2].H_b[248,12,B2]') | 0
(248, 12, 'B3', 'DES_res[2].H_b[248,12,B3]') | 0.90014
(248, 12, 'B4', 'DES_res[2].H_b[248,12,B4]') | 0
(248, 13, 'B1', 'DES_res[2].H_b[248,13,B1]') | 0
(248, 13, 'B2', 'DES_res[2].H_b[248,13,B2]') | 0
(248, 13, 'B3', 'DES_res[2].H_b[248,13,B3]') | 0.89484
(248, 13, 'B4', 'DES_res[2].H_b[248,13,B4]') | 0
(248, 14, 'B1', 'DES_res[2].H_b[248,14,B1]') | 0
(248, 14, 'B2', 'DES_res[2].H_b[248,14,B2]') | 0
(248, 14, 'B3', 'DES_res[2].H_b[248,14,B3]') | 1.051
(248, 14, 'B4', 'DES_res[2].H_b[248,14,B4]') | 0
(248, 15, 'B1', 'DES_res[2].H_b[248,15,B1]') | 0
(248, 15, 'B2', 'DES_res[2].H_b[248,15,B2]') | 0
(248, 15, 'B3', 'DES_res[2].H_b[248,15,B3]') | 0.76247
(248, 15, 'B4', 'DES_res[2].H_b[248,15,B4]') | 0
(248, 16, 'B1', 'DES_res[2].H_b[248,16,B1]') | 0
(248, 16, 'B2', 'DES_res[2].H_b[248,16,B2]') | 0
(248, 16, 'B3', 'DES_res[2].H_b[248,16,B3]') | 0.74394
(248, 16, 'B4', 'DES_res[2].H_b[248,16,B4]') | 0
(248, 17, 'B1', 'DES_res[2].H_b[248,17,B1]') | 0
(248, 17, 'B2', 'DES_res[2].H_b[248,17,B2]') | 0
(248, 17, 'B3', 'DES_res[2].H_b[248,17,B3]') | 1.5382
(248, 17, 'B4', 'DES_res[2].H_b[248,17,B4]') | 0
(248, 18, 'B1', 'DES_res[2].H_b[248,18,B1]') | 0
(248, 18, 'B2', 'DES_res[2].H_b[248,18,B2]') | 0
(248, 18, 'B3', 'DES_res[2].H_b[248,18,B3]') | 4.9031
(248, 18, 'B4', 'DES_res[2].H_b[248,18,B4]') | 0
(248, 19, 'B1', 'DES_res[2].H_b[248,19,B1]') | 0
(248, 19, 'B2', 'DES_res[2].H_b[248,19,B2]') | 0
(248, 19, 'B3', 'DES_res[2].H_b[248,19,B3]') | 4.5219
(248, 19, 'B4', 'DES_res[2].H_b[248,19,B4]') | 0
(248, 20, 'B1', 'DES_res[2].H_b[248,20,B1]') | 0
(248, 20, 'B2', 'DES_res[2].H_b[248,20,B2]') | 0
(248, 20, 'B3', 'DES_res[2].H_b[248,20,B3]') | 4.5166
(248, 20, 'B4', 'DES_res[2].H_b[248,20,B4]') | 0
(248, 21, 'B1', 'DES_res[2].H_b[248,21,B1]') | 0
(248, 21, 'B2', 'DES_res[2].H_b[248,21,B2]') | 0
(248, 21, 'B3', 'DES_res[2].H_b[248,21,B3]') | 4.6145
(248, 21, 'B4', 'DES_res[2].H_b[248,21,B4]') | 0
(248, 22, 'B1', 'DES_res[2].H_b[248,22,B1]') | 0
(248, 22, 'B2', 'DES_res[2].H_b[248,22,B2]') | 0
(248, 22, 'B3', 'DES_res[2].H_b[248,22,B3]') | 4.6489
(248, 22, 'B4', 'DES_res[2].H_b[248,22,B4]') | 0
(248, 23, 'B1', 'DES_res[2].H_b[248,23,B1]') | 0
(248, 23, 'B2', 'DES_res[2].H_b[248,23,B2]') | 0
(248, 23, 'B3', 'DES_res[2].H_b[248,23,B3]') | 4.0612
(248, 23, 'B4', 'DES_res[2].H_b[248,23,B4]') | 0
(248, 24, 'B1', 'DES_res[2].H_b[248,24,B1]') | 0
(248, 24, 'B2', 'DES_res[2].H_b[248,24,B2]') | 0
(248, 24, 'B3', 'DES_res[2].H_b[248,24,B3]') | 3.7938
(248, 24, 'B4', 'DES_res[2].H_b[248,24,B4]') | 0
(249, 1, 'B1', 'DES_res[2].H_b[249,1,B1]') | 0.11926
(249, 1, 'B2', 'DES_res[2].H_b[249,1,B2]') | 0
(249, 1, 'B3', 'DES_res[2].H_b[249,1,B3]') | 0
(249, 1, 'B4', 'DES_res[2].H_b[249,1,B4]') | 0
(249, 2, 'B1', 'DES_res[2].H_b[249,2,B1]') | 0.00351
(249, 2, 'B2', 'DES_res[2].H_b[249,2,B2]') | 0
(249, 2, 'B3', 'DES_res[2].H_b[249,2,B3]') | 0
(249, 2, 'B4', 'DES_res[2].H_b[249,2,B4]') | 0
(249, 3, 'B1', 'DES_res[2].H_b[249,3,B1]') | 0.00585
(249, 3, 'B2', 'DES_res[2].H_b[249,3,B2]') | 0
(249, 3, 'B3', 'DES_res[2].H_b[249,3,B3]') | 0
(249, 3, 'B4', 'DES_res[2].H_b[249,3,B4]') | 0
(249, 4, 'B1', 'DES_res[2].H_b[249,4,B1]') | 0.63721
(249, 4, 'B2', 'DES_res[2].H_b[249,4,B2]') | 0
(249, 4, 'B3', 'DES_res[2].H_b[249,4,B3]') | 0
(249, 4, 'B4', 'DES_res[2].H_b[249,4,B4]') | 0
(249, 5, 'B1', 'DES_res[2].H_b[249,5,B1]') | 0.59044
(249, 5, 'B2', 'DES_res[2].H_b[249,5,B2]') | 0
(249, 5, 'B3', 'DES_res[2].H_b[249,5,B3]') | 0
(249, 5, 'B4', 'DES_res[2].H_b[249,5,B4]') | 0
(249, 6, 'B1', 'DES_res[2].H_b[249,6,B1]') | 0.1064
(249, 6, 'B2', 'DES_res[2].H_b[249,6,B2]') | 0
(249, 6, 'B3', 'DES_res[2].H_b[249,6,B3]') | 0
(249, 6, 'B4', 'DES_res[2].H_b[249,6,B4]') | 0
(249, 7, 'B1', 'DES_res[2].H_b[249,7,B1]') | 2.4787
(249, 7, 'B2', 'DES_res[2].H_b[249,7,B2]') | 0
(249, 7, 'B3', 'DES_res[2].H_b[249,7,B3]') | 0
(249, 7, 'B4', 'DES_res[2].H_b[249,7,B4]') | 0
(249, 8, 'B1', 'DES_res[2].H_b[249,8,B1]') | 2.1057
(249, 8, 'B2', 'DES_res[2].H_b[249,8,B2]') | 0
(249, 8, 'B3', 'DES_res[2].H_b[249,8,B3]') | 0
(249, 8, 'B4', 'DES_res[2].H_b[249,8,B4]') | 0
(249, 9, 'B1', 'DES_res[2].H_b[249,9,B1]') | 0.50743
(249, 9, 'B2', 'DES_res[2].H_b[249,9,B2]') | 0
(249, 9, 'B3', 'DES_res[2].H_b[249,9,B3]') | 0
(249, 9, 'B4', 'DES_res[2].H_b[249,9,B4]') | 0
(249, 10, 'B1', 'DES_res[2].H_b[249,10,B1]') | 0.53783
(249, 10, 'B2', 'DES_res[2].H_b[249,10,B2]') | 0
(249, 10, 'B3', 'DES_res[2].H_b[249,10,B3]') | 0
(249, 10, 'B4', 'DES_res[2].H_b[249,10,B4]') | 0
(249, 11, 'B1', 'DES_res[2].H_b[249,11,B1]') | 0.97277
(249, 11, 'B2', 'DES_res[2].H_b[249,11,B2]') | 0
(249, 11, 'B3', 'DES_res[2].H_b[249,11,B3]') | 0
(249, 11, 'B4', 'DES_res[2].H_b[249,11,B4]') | 0
(249, 12, 'B1', 'DES_res[2].H_b[249,12,B1]') | 0.39753
(249, 12, 'B2', 'DES_res[2].H_b[249,12,B2]') | 0
(249, 12, 'B3', 'DES_res[2].H_b[249,12,B3]') | 0
(249, 12, 'B4', 'DES_res[2].H_b[249,12,B4]') | 0
(249, 13, 'B1', 'DES_res[2].H_b[249,13,B1]') | 0.39519
(249, 13, 'B2', 'DES_res[2].H_b[249,13,B2]') | 0
(249, 13, 'B3', 'DES_res[2].H_b[249,13,B3]') | 0
(249, 13, 'B4', 'DES_res[2].H_b[249,13,B4]') | 0
(249, 14, 'B1', 'DES_res[2].H_b[249,14,B1]') | 0.46417
(249, 14, 'B2', 'DES_res[2].H_b[249,14,B2]') | 0
(249, 14, 'B3', 'DES_res[2].H_b[249,14,B3]') | 0
(249, 14, 'B4', 'DES_res[2].H_b[249,14,B4]') | 0
(249, 15, 'B1', 'DES_res[2].H_b[249,15,B1]') | 0.33673
(249, 15, 'B2', 'DES_res[2].H_b[249,15,B2]') | 0
(249, 15, 'B3', 'DES_res[2].H_b[249,15,B3]') | 0
(249, 15, 'B4', 'DES_res[2].H_b[249,15,B4]') | 0
(249, 16, 'B1', 'DES_res[2].H_b[249,16,B1]') | 0.32854
(249, 16, 'B2', 'DES_res[2].H_b[249,16,B2]') | 0
(249, 16, 'B3', 'DES_res[2].H_b[249,16,B3]') | 0
(249, 16, 'B4', 'DES_res[2].H_b[249,16,B4]') | 0
(249, 17, 'B1', 'DES_res[2].H_b[249,17,B1]') | 0.6793
(249, 17, 'B2', 'DES_res[2].H_b[249,17,B2]') | 0
(249, 17, 'B3', 'DES_res[2].H_b[249,17,B3]') | 0
(249, 17, 'B4', 'DES_res[2].H_b[249,17,B4]') | 0
(249, 18, 'B1', 'DES_res[2].H_b[249,18,B1]') | 2.1654
(249, 18, 'B2', 'DES_res[2].H_b[249,18,B2]') | 0
(249, 18, 'B3', 'DES_res[2].H_b[249,18,B3]') | 0
(249, 18, 'B4', 'DES_res[2].H_b[249,18,B4]') | 0
(249, 19, 'B1', 'DES_res[2].H_b[249,19,B1]') | 1.997
(249, 19, 'B2', 'DES_res[2].H_b[249,19,B2]') | 0
(249, 19, 'B3', 'DES_res[2].H_b[249,19,B3]') | 0
(249, 19, 'B4', 'DES_res[2].H_b[249,19,B4]') | 0
(249, 20, 'B1', 'DES_res[2].H_b[249,20,B1]') | 1.9947
(249, 20, 'B2', 'DES_res[2].H_b[249,20,B2]') | 0
(249, 20, 'B3', 'DES_res[2].H_b[249,20,B3]') | 0
(249, 20, 'B4', 'DES_res[2].H_b[249,20,B4]') | 0
(249, 21, 'B1', 'DES_res[2].H_b[249,21,B1]') | 2.0379
(249, 21, 'B2', 'DES_res[2].H_b[249,21,B2]') | 0
(249, 21, 'B3', 'DES_res[2].H_b[249,21,B3]') | 0
(249, 21, 'B4', 'DES_res[2].H_b[249,21,B4]') | 0
(249, 22, 'B1', 'DES_res[2].H_b[249,22,B1]') | 2.0531
(249, 22, 'B2', 'DES_res[2].H_b[249,22,B2]') | 0
(249, 22, 'B3', 'DES_res[2].H_b[249,22,B3]') | 0
(249, 22, 'B4', 'DES_res[2].H_b[249,22,B4]') | 0
(249, 23, 'B1', 'DES_res[2].H_b[249,23,B1]') | 1.7935
(249, 23, 'B2', 'DES_res[2].H_b[249,23,B2]') | 0
(249, 23, 'B3', 'DES_res[2].H_b[249,23,B3]') | 0
(249, 23, 'B4', 'DES_res[2].H_b[249,23,B4]') | 0
(249, 24, 'B1', 'DES_res[2].H_b[249,24,B1]') | 1.6755
(249, 24, 'B2', 'DES_res[2].H_b[249,24,B2]') | 0
(249, 24, 'B3', 'DES_res[2].H_b[249,24,B3]') | 0
(249, 24, 'B4', 'DES_res[2].H_b[249,24,B4]') | 0
(264, 1, 'B1', 'DES_res[2].H_b[264,1,B1]') | 0.05618
(264, 1, 'B2', 'DES_res[2].H_b[264,1,B2]') | 0
(264, 1, 'B3', 'DES_res[2].H_b[264,1,B3]') | 0
(264, 1, 'B4', 'DES_res[2].H_b[264,1,B4]') | 0
(264, 2, 'B1', 'DES_res[2].H_b[264,2,B1]') | 0.00165
(264, 2, 'B2', 'DES_res[2].H_b[264,2,B2]') | 0
(264, 2, 'B3', 'DES_res[2].H_b[264,2,B3]') | 0
(264, 2, 'B4', 'DES_res[2].H_b[264,2,B4]') | 0
(264, 3, 'B1', 'DES_res[2].H_b[264,3,B1]') | 0.00275
(264, 3, 'B2', 'DES_res[2].H_b[264,3,B2]') | 0
(264, 3, 'B3', 'DES_res[2].H_b[264,3,B3]') | 0
(264, 3, 'B4', 'DES_res[2].H_b[264,3,B4]') | 0
(264, 4, 'B1', 'DES_res[2].H_b[264,4,B1]') | 0.30017
(264, 4, 'B2', 'DES_res[2].H_b[264,4,B2]') | 0
(264, 4, 'B3', 'DES_res[2].H_b[264,4,B3]') | 0
(264, 4, 'B4', 'DES_res[2].H_b[264,4,B4]') | 0
(264, 5, 'B1', 'DES_res[2].H_b[264,5,B1]') | 0.27814
(264, 5, 'B2', 'DES_res[2].H_b[264,5,B2]') | 0
(264, 5, 'B3', 'DES_res[2].H_b[264,5,B3]') | 0
(264, 5, 'B4', 'DES_res[2].H_b[264,5,B4]') | 0
(264, 6, 'B1', 'DES_res[2].H_b[264,6,B1]') | 0.05012
(264, 6, 'B2', 'DES_res[2].H_b[264,6,B2]') | 0
(264, 6, 'B3', 'DES_res[2].H_b[264,6,B3]') | 0
(264, 6, 'B4', 'DES_res[2].H_b[264,6,B4]') | 0
(264, 7, 'B1', 'DES_res[2].H_b[264,7,B1]') | 1.1676
(264, 7, 'B2', 'DES_res[2].H_b[264,7,B2]') | 0
(264, 7, 'B3', 'DES_res[2].H_b[264,7,B3]') | 0
(264, 7, 'B4', 'DES_res[2].H_b[264,7,B4]') | 0
(264, 8, 'B1', 'DES_res[2].H_b[264,8,B1]') | 0.99194
(264, 8, 'B2', 'DES_res[2].H_b[264,8,B2]') | 0
(264, 8, 'B3', 'DES_res[2].H_b[264,8,B3]') | 0
(264, 8, 'B4', 'DES_res[2].H_b[264,8,B4]') | 0
(264, 9, 'B1', 'DES_res[2].H_b[264,9,B1]') | 0.23903
(264, 9, 'B2', 'DES_res[2].H_b[264,9,B2]') | 0
(264, 9, 'B3', 'DES_res[2].H_b[264,9,B3]') | 0
(264, 9, 'B4', 'DES_res[2].H_b[264,9,B4]') | 0
(264, 10, 'B1', 'DES_res[2].H_b[264,10,B1]') | 0.25335
(264, 10, 'B2', 'DES_res[2].H_b[264,10,B2]') | 0
(264, 10, 'B3', 'DES_res[2].H_b[264,10,B3]') | 0
(264, 10, 'B4', 'DES_res[2].H_b[264,10,B4]') | 0
(264, 11, 'B1', 'DES_res[2].H_b[264,11,B1]') | 0.45824
(264, 11, 'B2', 'DES_res[2].H_b[264,11,B2]') | 0
(264, 11, 'B3', 'DES_res[2].H_b[264,11,B3]') | 0
(264, 11, 'B4', 'DES_res[2].H_b[264,11,B4]') | 0
(264, 12, 'B1', 'DES_res[2].H_b[264,12,B1]') | 0.18726
(264, 12, 'B2', 'DES_res[2].H_b[264,12,B2]') | 0
(264, 12, 'B3', 'DES_res[2].H_b[264,12,B3]') | 0
(264, 12, 'B4', 'DES_res[2].H_b[264,12,B4]') | 0
(264, 13, 'B1', 'DES_res[2].H_b[264,13,B1]') | 0.18616
(264, 13, 'B2', 'DES_res[2].H_b[264,13,B2]') | 0
(264, 13, 'B3', 'DES_res[2].H_b[264,13,B3]') | 0
(264, 13, 'B4', 'DES_res[2].H_b[264,13,B4]') | 0
(264, 14, 'B1', 'DES_res[2].H_b[264,14,B1]') | 0.21866
(264, 14, 'B2', 'DES_res[2].H_b[264,14,B2]') | 0
(264, 14, 'B3', 'DES_res[2].H_b[264,14,B3]') | 0
(264, 14, 'B4', 'DES_res[2].H_b[264,14,B4]') | 0
(264, 15, 'B1', 'DES_res[2].H_b[264,15,B1]') | 0.15862
(264, 15, 'B2', 'DES_res[2].H_b[264,15,B2]') | 0
(264, 15, 'B3', 'DES_res[2].H_b[264,15,B3]') | 0
(264, 15, 'B4', 'DES_res[2].H_b[264,15,B4]') | 0
(264, 16, 'B1', 'DES_res[2].H_b[264,16,B1]') | 0.15477
(264, 16, 'B2', 'DES_res[2].H_b[264,16,B2]') | 0
(264, 16, 'B3', 'DES_res[2].H_b[264,16,B3]') | 0
(264, 16, 'B4', 'DES_res[2].H_b[264,16,B4]') | 0
(264, 17, 'B1', 'DES_res[2].H_b[264,17,B1]') | 0.32
(264, 17, 'B2', 'DES_res[2].H_b[264,17,B2]') | 0
(264, 17, 'B3', 'DES_res[2].H_b[264,17,B3]') | 0
(264, 17, 'B4', 'DES_res[2].H_b[264,17,B4]') | 0
(264, 18, 'B1', 'DES_res[2].H_b[264,18,B1]') | 1.02
(264, 18, 'B2', 'DES_res[2].H_b[264,18,B2]') | 0
(264, 18, 'B3', 'DES_res[2].H_b[264,18,B3]') | 0
(264, 18, 'B4', 'DES_res[2].H_b[264,18,B4]') | 0
(264, 19, 'B1', 'DES_res[2].H_b[264,19,B1]') | 0.94071
(264, 19, 'B2', 'DES_res[2].H_b[264,19,B2]') | 0
(264, 19, 'B3', 'DES_res[2].H_b[264,19,B3]') | 0
(264, 19, 'B4', 'DES_res[2].H_b[264,19,B4]') | 0
(264, 20, 'B1', 'DES_res[2].H_b[264,20,B1]') | 0.93961
(264, 20, 'B2', 'DES_res[2].H_b[264,20,B2]') | 0
(264, 20, 'B3', 'DES_res[2].H_b[264,20,B3]') | 0
(264, 20, 'B4', 'DES_res[2].H_b[264,20,B4]') | 0
(264, 21, 'B1', 'DES_res[2].H_b[264,21,B1]') | 0.95999
(264, 21, 'B2', 'DES_res[2].H_b[264,21,B2]') | 0
(264, 21, 'B3', 'DES_res[2].H_b[264,21,B3]') | 0
(264, 21, 'B4', 'DES_res[2].H_b[264,21,B4]') | 0
(264, 22, 'B1', 'DES_res[2].H_b[264,22,B1]') | 0.96715
(264, 22, 'B2', 'DES_res[2].H_b[264,22,B2]') | 0
(264, 22, 'B3', 'DES_res[2].H_b[264,22,B3]') | 0
(264, 22, 'B4', 'DES_res[2].H_b[264,22,B4]') | 0
(264, 23, 'B1', 'DES_res[2].H_b[264,23,B1]') | 0.84488
(264, 23, 'B2', 'DES_res[2].H_b[264,23,B2]') | 0
(264, 23, 'B3', 'DES_res[2].H_b[264,23,B3]') | 0
(264, 23, 'B4', 'DES_res[2].H_b[264,23,B4]') | 0
(264, 24, 'B1', 'DES_res[2].H_b[264,24,B1]') | 0.78925
(264, 24, 'B2', 'DES_res[2].H_b[264,24,B2]') | 0
(264, 24, 'B3', 'DES_res[2].H_b[264,24,B3]') | 0
(264, 24, 'B4', 'DES_res[2].H_b[264,24,B4]') | 0

## Res_E_grid
variable value
(34, 1, 'DES_res[2].E_grid[34,1]') | 0.04704
(34, 2, 'DES_res[2].E_grid[34,2]') | 0.06776
(34, 3, 'DES_res[2].E_grid[34,3]') | 0.1085
(34, 4, 'DES_res[2].E_grid[34,4]') | 0.19614
(34, 5, 'DES_res[2].E_grid[34,5]') | 0.085922
(34, 6, 'DES_res[2].E_grid[34,6]') | 0.040453
(34, 7, 'DES_res[2].E_grid[34,7]') | 0.0059322
(34, 8, 'DES_res[2].E_grid[34,8]') | 0.58124
(34, 9, 'DES_res[2].E_grid[34,9]') | 0
(34, 10, 'DES_res[2].E_grid[34,10]') | 0
(34, 11, 'DES_res[2].E_grid[34,11]') | 0
(34, 12, 'DES_res[2].E_grid[34,12]') | 0
(34, 13, 'DES_res[2].E_grid[34,13]') | 0
(34, 14, 'DES_res[2].E_grid[34,14]') | 0
(34, 15, 'DES_res[2].E_grid[34,15]') | 0
(34, 16, 'DES_res[2].E_grid[34,16]') | 0
(34, 17, 'DES_res[2].E_grid[34,17]') | 0
(34, 18, 'DES_res[2].E_grid[34,18]') | 0
(34, 19, 'DES_res[2].E_grid[34,19]') | 0.33093
(34, 20, 'DES_res[2].E_grid[34,20]') | 0.35141
(34, 21, 'DES_res[2].E_grid[34,21]') | 0.48973
(34, 22, 'DES_res[2].E_grid[34,22]') | 0.43181
(34, 23, 'DES_res[2].E_grid[34,23]') | 0.32445
(34, 24, 'DES_res[2].E_grid[34,24]') | 0.15351
(47, 1, 'DES_res[2].E_grid[47,1]') | 0.06494
(47, 2, 'DES_res[2].E_grid[47,2]') | 0.12524
(47, 3, 'DES_res[2].E_grid[47,3]') | 0.12539
(47, 4, 'DES_res[2].E_grid[47,4]') | 0.09852
(47, 5, 'DES_res[2].E_grid[47,5]') | 0.15075
(47, 6, 'DES_res[2].E_grid[47,6]') | 0.13851
(47, 7, 'DES_res[2].E_grid[47,7]') | 0
(47, 8, 'DES_res[2].E_grid[47,8]') | 0
(47, 9, 'DES_res[2].E_grid[47,9]') | 0
(47, 10, 'DES_res[2].E_grid[47,10]') | 0
(47, 11, 'DES_res[2].E_grid[47,11]') | 0
(47, 12, 'DES_res[2].E_grid[47,12]') | 0
(47, 13, 'DES_res[2].E_grid[47,13]') | 0
(47, 14, 'DES_res[2].E_grid[47,14]') | 0
(47, 15, 'DES_res[2].E_grid[47,15]') | 0
(47, 16, 'DES_res[2].E_grid[47,16]') | 0
(47, 17, 'DES_res[2].E_grid[47,17]') | 0
(47, 18, 'DES_res[2].E_grid[47,18]') | 0
(47, 19, 'DES_res[2].E_grid[47,19]') | 1.726
(47, 20, 'DES_res[2].E_grid[47,20]') | 0.31604
(47, 21, 'DES_res[2].E_grid[47,21]') | 0.49686
(47, 22, 'DES_res[2].E_grid[47,22]') | 0.63147
(47, 23, 'DES_res[2].E_grid[47,23]') | 0.57631
(47, 24, 'DES_res[2].E_grid[47,24]') | 0.83581
(70, 1, 'DES_res[2].E_grid[70,1]') | 0.0378
(70, 2, 'DES_res[2].E_grid[70,2]') | 0.0378
(70, 3, 'DES_res[2].E_grid[70,3]') | 0.0378
(70, 4, 'DES_res[2].E_grid[70,4]') | 0.0378
(70, 5, 'DES_res[2].E_grid[70,5]') | 0.037762
(70, 6, 'DES_res[2].E_grid[70,6]') | 0.027012
(70, 7, 'DES_res[2].E_grid[70,7]') | 0
(70, 8, 'DES_res[2].E_grid[70,8]') | 0
(70, 9, 'DES_res[2].E_grid[70,9]') | 0
(70, 10, 'DES_res[2].E_grid[70,10]') | 0
(70, 11, 'DES_res[2].E_grid[70,11]') | 0
(70, 12, 'DES_res[2].E_grid[70,12]') | 0
(70, 13, 'DES_res[2].E_grid[70,13]') | 0
(70, 14, 'DES_res[2].E_grid[70,14]') | 0
(70, 15, 'DES_res[2].E_grid[70,15]') | 0
(70, 16, 'DES_res[2].E_grid[70,16]') | 0
(70, 17, 'DES_res[2].E_grid[70,17]') | 0
(70, 18, 'DES_res[2].E_grid[70,18]') | 0
(70, 19, 'DES_res[2].E_grid[70,19]') | 0
(70, 20, 'DES_res[2].E_grid[70,20]') | 0.35747
(70, 21, 'DES_res[2].E_grid[70,21]') | 0.89115
(70, 22, 'DES_res[2].E_grid[70,22]') | 0.45227
(70, 23, 'DES_res[2].E_grid[70,23]') | 0.83707
(70, 24, 'DES_res[2].E_grid[70,24]') | 0.6285
(73, 1, 'DES_res[2].E_grid[73,1]') | 0.13146
(73, 2, 'DES_res[2].E_grid[73,2]') | 0.1232
(73, 3, 'DES_res[2].E_grid[73,3]') | 0.05804
(73, 4, 'DES_res[2].E_grid[73,4]') | 0.12354
(73, 5, 'DES_res[2].E_grid[73,5]') | 0.10285
(73, 6, 'DES_res[2].E_grid[73,6]') | 0.12049
(73, 7, 'DES_res[2].E_grid[73,7]') | 0
(73, 8, 'DES_res[2].E_grid[73,8]') | 0
(73, 9, 'DES_res[2].E_grid[73,9]') | 0
(73, 10, 'DES_res[2].E_grid[73,10]') | 0
(73, 11, 'DES_res[2].E_grid[73,11]') | 0
(73, 12, 'DES_res[2].E_grid[73,12]') | 0
(73, 13, 'DES_res[2].E_grid[73,13]') | 0
(73, 14, 'DES_res[2].E_grid[73,14]') | 0
(73, 15, 'DES_res[2].E_grid[73,15]') | 0
(73, 16, 'DES_res[2].E_grid[73,16]') | 0
(73, 17, 'DES_res[2].E_grid[73,17]') | 0
(73, 18, 'DES_res[2].E_grid[73,18]') | 0
(73, 19, 'DES_res[2].E_grid[73,19]') | 0.5314
(73, 20, 'DES_res[2].E_grid[73,20]') | 0.44791
(73, 21, 'DES_res[2].E_grid[73,21]') | 0.14146
(73, 22, 'DES_res[2].E_grid[73,22]') | 0.17117
(73, 23, 'DES_res[2].E_grid[73,23]') | 0.32111
(73, 24, 'DES_res[2].E_grid[73,24]') | 0.10706
(74, 1, 'DES_res[2].E_grid[74,1]') | 0.06393
(74, 2, 'DES_res[2].E_grid[74,2]') | 0.05717
(74, 3, 'DES_res[2].E_grid[74,3]') | 0.0245
(74, 4, 'DES_res[2].E_grid[74,4]') | 0.05717
(74, 5, 'DES_res[2].E_grid[74,5]') | 0.057132
(74, 6, 'DES_res[2].E_grid[74,6]') | 0.022472
(74, 7, 'DES_res[2].E_grid[74,7]') | 0
(74, 8, 'DES_res[2].E_grid[74,8]') | 0
(74, 9, 'DES_res[2].E_grid[74,9]') | 0
(74, 10, 'DES_res[2].E_grid[74,10]') | 0
(74, 11, 'DES_res[2].E_grid[74,11]') | 0
(74, 12, 'DES_res[2].E_grid[74,12]') | 0
(74, 13, 'DES_res[2].E_grid[74,13]') | 0
(74, 14, 'DES_res[2].E_grid[74,14]') | 0
(74, 15, 'DES_res[2].E_grid[74,15]') | 0
(74, 16, 'DES_res[2].E_grid[74,16]') | 0
(74, 17, 'DES_res[2].E_grid[74,17]') | 0
(74, 18, 'DES_res[2].E_grid[74,18]') | 0
(74, 19, 'DES_res[2].E_grid[74,19]') | 0
(74, 20, 'DES_res[2].E_grid[74,20]') | 0
(74, 21, 'DES_res[2].E_grid[74,21]') | 0.27717
(74, 22, 'DES_res[2].E_grid[74,22]') | 0.85027
(74, 23, 'DES_res[2].E_grid[74,23]') | 0.4788
(74, 24, 'DES_res[2].E_grid[74,24]') | 0.32544
(83, 1, 'DES_res[2].E_grid[83,1]') | 0.0364
(83, 2, 'DES_res[2].E_grid[83,2]') | 0.09595
(83, 3, 'DES_res[2].E_grid[83,3]') | 0.08241
(83, 4, 'DES_res[2].E_grid[83,4]') | 0.05535
(83, 5, 'DES_res[2].E_grid[83,5]') | 0.090492
(83, 6, 'DES_res[2].E_grid[83,6]') | 0.025413
(83, 7, 'DES_res[2].E_grid[83,7]') | 0
(83, 8, 'DES_res[2].E_grid[83,8]') | 0.18342
(83, 9, 'DES_res[2].E_grid[83,9]') | 0
(83, 10, 'DES_res[2].E_grid[83,10]') | 0
(83, 11, 'DES_res[2].E_grid[83,11]') | 0
(83, 12, 'DES_res[2].E_grid[83,12]') | 0
(83, 13, 'DES_res[2].E_grid[83,13]') | 0
(83, 14, 'DES_res[2].E_grid[83,14]') | 0
(83, 15, 'DES_res[2].E_grid[83,15]') | 0
(83, 16, 'DES_res[2].E_grid[83,16]') | 0
(83, 17, 'DES_res[2].E_grid[83,17]') | 0
(83, 18, 'DES_res[2].E_grid[83,18]') | 0
(83, 19, 'DES_res[2].E_grid[83,19]') | 0
(83, 20, 'DES_res[2].E_grid[83,20]') | 0
(83, 21, 'DES_res[2].E_grid[83,21]') | 0.092259
(83, 22, 'DES_res[2].E_grid[83,22]') | 0.084767
(83, 23, 'DES_res[2].E_grid[83,23]') | 0.07971
(83, 24, 'DES_res[2].E_grid[83,24]') | 0.07429
(178, 1, 'DES_res[2].E_grid[178,1]') | 0.04748
(178, 2, 'DES_res[2].E_grid[178,2]') | 0.06904
(178, 3, 'DES_res[2].E_grid[178,3]') | 0.07803
(178, 4, 'DES_res[2].E_grid[178,4]') | 0.0385
(178, 5, 'DES_res[2].E_grid[178,5]') | 0.067212
(178, 6, 'DES_res[2].E_grid[178,6]') | 0.040133
(178, 7, 'DES_res[2].E_grid[178,7]') | 0
(178, 8, 'DES_res[2].E_grid[178,8]') | 0
(178, 9, 'DES_res[2].E_grid[178,9]') | 0
(178, 10, 'DES_res[2].E_grid[178,10]') | 0
(178, 11, 'DES_res[2].E_grid[178,11]') | 0
(178, 12, 'DES_res[2].E_grid[178,12]') | 0
(178, 13, 'DES_res[2].E_grid[178,13]') | 0
(178, 14, 'DES_res[2].E_grid[178,14]') | 0
(178, 15, 'DES_res[2].E_grid[178,15]') | 0
(178, 16, 'DES_res[2].E_grid[178,16]') | 0
(178, 17, 'DES_res[2].E_grid[178,17]') | 0
(178, 18, 'DES_res[2].E_grid[178,18]') | 0.077882
(178, 19, 'DES_res[2].E_grid[178,19]') | 0
(178, 20, 'DES_res[2].E_grid[178,20]') | 0.21195
(178, 21, 'DES_res[2].E_grid[178,21]') | 0.56245
(178, 22, 'DES_res[2].E_grid[178,22]') | 0.62499
(178, 23, 'DES_res[2].E_grid[178,23]') | 1.3193
(178, 24, 'DES_res[2].E_grid[178,24]') | 0.26035
(208, 1, 'DES_res[2].E_grid[208,1]') | 0.07077
(208, 2, 'DES_res[2].E_grid[208,2]') | 0.12957
(208, 3, 'DES_res[2].E_grid[208,3]') | 0.11254
(208, 4, 'DES_res[2].E_grid[208,4]') | 0.06004
(208, 5, 'DES_res[2].E_grid[208,5]') | 0.14243
(208, 6, 'DES_res[2].E_grid[208,6]') | 0.13821
(208, 7, 'DES_res[2].E_grid[208,7]') | 1.0408
(208, 8, 'DES_res[2].E_grid[208,8]') | 0.294
(208, 9, 'DES_res[2].E_grid[208,9]') | 0.30855
(208, 10, 'DES_res[2].E_grid[208,10]') | 0
(208, 11, 'DES_res[2].E_grid[208,11]') | 0
(208, 12, 'DES_res[2].E_grid[208,12]') | 0
(208, 13, 'DES_res[2].E_grid[208,13]') | 0
(208, 14, 'DES_res[2].E_grid[208,14]') | 0
(208, 15, 'DES_res[2].E_grid[208,15]') | 0
(208, 16, 'DES_res[2].E_grid[208,16]') | 0
(208, 17, 'DES_res[2].E_grid[208,17]') | 0
(208, 18, 'DES_res[2].E_grid[208,18]') | 0
(208, 19, 'DES_res[2].E_grid[208,19]') | 0
(208, 20, 'DES_res[2].E_grid[208,20]') | 0.32868
(208, 21, 'DES_res[2].E_grid[208,21]') | 0.59272
(208, 22, 'DES_res[2].E_grid[208,22]') | 1.126
(208, 23, 'DES_res[2].E_grid[208,23]') | 0.08367
(208, 24, 'DES_res[2].E_grid[208,24]') | 1.2802
(225, 1, 'DES_res[2].E_grid[225,1]') | 0.09828
(225, 2, 'DES_res[2].E_grid[225,2]') | 0.0819
(225, 3, 'DES_res[2].E_grid[225,3]') | 0.10437
(225, 4, 'DES_res[2].E_grid[225,4]') | 0.13279
(225, 5, 'DES_res[2].E_grid[225,5]') | 0.13884
(225, 6, 'DES_res[2].E_grid[225,6]') | 0.14253
(225, 7, 'DES_res[2].E_grid[225,7]') | 0
(225, 8, 'DES_res[2].E_grid[225,8]') | 0
(225, 9, 'DES_res[2].E_grid[225,9]') | 0
(225, 10, 'DES_res[2].E_grid[225,10]') | 0
(225, 11, 'DES_res[2].E_grid[225,11]') | 0
(225, 12, 'DES_res[2].E_grid[225,12]') | 0
(225, 13, 'DES_res[2].E_grid[225,13]') | 0
(225, 14, 'DES_res[2].E_grid[225,14]') | 0
(225, 15, 'DES_res[2].E_grid[225,15]') | 0
(225, 16, 'DES_res[2].E_grid[225,16]') | 0
(225, 17, 'DES_res[2].E_grid[225,17]') | 0.44902
(225, 18, 'DES_res[2].E_grid[225,18]') | 0
(225, 19, 'DES_res[2].E_grid[225,19]') | 0.11081
(225, 20, 'DES_res[2].E_grid[225,20]') | 0.72254
(225, 21, 'DES_res[2].E_grid[225,21]') | 1.7365
(225, 22, 'DES_res[2].E_grid[225,22]') | 0.60417
(225, 23, 'DES_res[2].E_grid[225,23]') | 0.33957
(225, 24, 'DES_res[2].E_grid[225,24]') | 0.1337
(248, 1, 'DES_res[2].E_grid[248,1]') | 0.0399
(248, 2, 'DES_res[2].E_grid[248,2]') | 0.06342
(248, 3, 'DES_res[2].E_grid[248,3]') | 0.06342
(248, 4, 'DES_res[2].E_grid[248,4]') | 0.04905
(248, 5, 'DES_res[2].E_grid[248,5]') | 0.054232
(248, 6, 'DES_res[2].E_grid[248,6]') | 0.056293
(248, 7, 'DES_res[2].E_grid[248,7]') | 0
(248, 8, 'DES_res[2].E_grid[248,8]') | 0
(248, 9, 'DES_res[2].E_grid[248,9]') | 0
(248, 10, 'DES_res[2].E_grid[248,10]') | 0
(248, 11, 'DES_res[2].E_grid[248,11]') | 0
(248, 12, 'DES_res[2].E_grid[248,12]') | 0
(248, 13, 'DES_res[2].E_grid[248,13]') | 0
(248, 14, 'DES_res[2].E_grid[248,14]') | 0
(248, 15, 'DES_res[2].E_grid[248,15]') | 0
(248, 16, 'DES_res[2].E_grid[248,16]') | 0
(248, 17, 'DES_res[2].E_grid[248,17]') | 0
(248, 18, 'DES_res[2].E_grid[248,18]') | 0
(248, 19, 'DES_res[2].E_grid[248,19]') | 0
(248, 20, 'DES_res[2].E_grid[248,20]') | 0.19114
(248, 21, 'DES_res[2].E_grid[248,21]') | 0.40319
(248, 22, 'DES_res[2].E_grid[248,22]') | 0.84137
(248, 23, 'DES_res[2].E_grid[248,23]') | 0.90742
(248, 24, 'DES_res[2].E_grid[248,24]') | 0.14051
(249, 1, 'DES_res[2].E_grid[249,1]') | 0.0343
(249, 2, 'DES_res[2].E_grid[249,2]') | 0.06673
(249, 3, 'DES_res[2].E_grid[249,3]') | 0.06673
(249, 4, 'DES_res[2].E_grid[249,4]') | 0.04565
(249, 5, 'DES_res[2].E_grid[249,5]') | 0.055342
(249, 6, 'DES_res[2].E_grid[249,6]') | 0.060073
(249, 7, 'DES_res[2].E_grid[249,7]') | 0
(249, 8, 'DES_res[2].E_grid[249,8]') | 0
(249, 9, 'DES_res[2].E_grid[249,9]') | 0
(249, 10, 'DES_res[2].E_grid[249,10]') | 0
(249, 11, 'DES_res[2].E_grid[249,11]') | 0
(249, 12, 'DES_res[2].E_grid[249,12]') | 0
(249, 13, 'DES_res[2].E_grid[249,13]') | 0
(249, 14, 'DES_res[2].E_grid[249,14]') | 0
(249, 15, 'DES_res[2].E_grid[249,15]') | 0
(249, 16, 'DES_res[2].E_grid[249,16]') | 0
(249, 17, 'DES_res[2].E_grid[249,17]') | 0
(249, 18, 'DES_res[2].E_grid[249,18]') | 0
(249, 19, 'DES_res[2].E_grid[249,19]') | 0
(249, 20, 'DES_res[2].E_grid[249,20]') | 0.16838
(249, 21, 'DES_res[2].E_grid[249,21]') | 0.52435
(249, 22, 'DES_res[2].E_grid[249,22]') | 0.46513
(249, 23, 'DES_res[2].E_grid[249,23]') | 0.34617
(249, 24, 'DES_res[2].E_grid[249,24]') | 0.06673
(264, 1, 'DES_res[2].E_grid[264,1]') | 0.34684
(264, 2, 'DES_res[2].E_grid[264,2]') | 0.1256
(264, 3, 'DES_res[2].E_grid[264,3]') | 0.14198
(264, 4, 'DES_res[2].E_grid[264,4]') | 0.13461
(264, 5, 'DES_res[2].E_grid[264,5]') | 0.11208
(264, 6, 'DES_res[2].E_grid[264,6]') | 0.11639
(264, 7, 'DES_res[2].E_grid[264,7]') | 0.030372
(264, 8, 'DES_res[2].E_grid[264,8]') | 0
(264, 9, 'DES_res[2].E_grid[264,9]') | 0
(264, 10, 'DES_res[2].E_grid[264,10]') | 0
(264, 11, 'DES_res[2].E_grid[264,11]') | 0
(264, 12, 'DES_res[2].E_grid[264,12]') | 0
(264, 13, 'DES_res[2].E_grid[264,13]') | 0
(264, 14, 'DES_res[2].E_grid[264,14]') | 0
(264, 15, 'DES_res[2].E_grid[264,15]') | 0
(264, 16, 'DES_res[2].E_grid[264,16]') | 0
(264, 17, 'DES_res[2].E_grid[264,17]') | 0
(264, 18, 'DES_res[2].E_grid[264,18]') | 0
(264, 19, 'DES_res[2].E_grid[264,19]') | 0
(264, 20, 'DES_res[2].E_grid[264,20]') | 0
(264, 21, 'DES_res[2].E_grid[264,21]') | 0.12997
(264, 22, 'DES_res[2].E_grid[264,22]') | 0.40617
(264, 23, 'DES_res[2].E_grid[264,23]') | 0.33888
(264, 24, 'DES_res[2].E_grid[264,24]') | 0.26771

## Res_E_PV_sold
variable value
(34, 1, 'DES_res[2].E_PV_sold[34,1]') | 0
(34, 2, 'DES_res[2].E_PV_sold[34,2]') | 0
(34, 3, 'DES_res[2].E_PV_sold[34,3]') | 0
(34, 4, 'DES_res[2].E_PV_sold[34,4]') | 0
(34, 5, 'DES_res[2].E_PV_sold[34,5]') | 0
(34, 6, 'DES_res[2].E_PV_sold[34,6]') | 0
(34, 7, 'DES_res[2].E_PV_sold[34,7]') | 0
(34, 8, 'DES_res[2].E_PV_sold[34,8]') | 0
(34, 9, 'DES_res[2].E_PV_sold[34,9]') | 0.55717
(34, 10, 'DES_res[2].E_PV_sold[34,10]') | 1.1501
(34, 11, 'DES_res[2].E_PV_sold[34,11]') | 1.7684
(34, 12, 'DES_res[2].E_PV_sold[34,12]') | 2.3363
(34, 13, 'DES_res[2].E_PV_sold[34,13]') | 2.7083
(34, 14, 'DES_res[2].E_PV_sold[34,14]') | 2.7489
(34, 15, 'DES_res[2].E_PV_sold[34,15]') | 2.5538
(34, 16, 'DES_res[2].E_PV_sold[34,16]') | 2.2065
(34, 17, 'DES_res[2].E_PV_sold[34,17]') | 1.4841
(34, 18, 'DES_res[2].E_PV_sold[34,18]') | 0.37563
(34, 19, 'DES_res[2].E_PV_sold[34,19]') | 0
(34, 20, 'DES_res[2].E_PV_sold[34,20]') | 0
(34, 21, 'DES_res[2].E_PV_sold[34,21]') | 0
(34, 22, 'DES_res[2].E_PV_sold[34,22]') | 0
(34, 23, 'DES_res[2].E_PV_sold[34,23]') | 0
(34, 24, 'DES_res[2].E_PV_sold[34,24]') | 0
(47, 1, 'DES_res[2].E_PV_sold[47,1]') | 0
(47, 2, 'DES_res[2].E_PV_sold[47,2]') | 0
(47, 3, 'DES_res[2].E_PV_sold[47,3]') | 0
(47, 4, 'DES_res[2].E_PV_sold[47,4]') | 0
(47, 5, 'DES_res[2].E_PV_sold[47,5]') | 0
(47, 6, 'DES_res[2].E_PV_sold[47,6]') | 0
(47, 7, 'DES_res[2].E_PV_sold[47,7]') | 0.032048
(47, 8, 'DES_res[2].E_PV_sold[47,8]') | 0.36634
(47, 9, 'DES_res[2].E_PV_sold[47,9]') | 0.93001
(47, 10, 'DES_res[2].E_PV_sold[47,10]') | 1.5355
(47, 11, 'DES_res[2].E_PV_sold[47,11]') | 2.0918
(47, 12, 'DES_res[2].E_PV_sold[47,12]') | 2.4674
(47, 13, 'DES_res[2].E_PV_sold[47,13]') | 2.6051
(47, 14, 'DES_res[2].E_PV_sold[47,14]') | 2.7235
(47, 15, 'DES_res[2].E_PV_sold[47,15]') | 2.512
(47, 16, 'DES_res[2].E_PV_sold[47,16]') | 2.0054
(47, 17, 'DES_res[2].E_PV_sold[47,17]') | 1.032
(47, 18, 'DES_res[2].E_PV_sold[47,18]') | 0.11963
(47, 19, 'DES_res[2].E_PV_sold[47,19]') | 0
(47, 20, 'DES_res[2].E_PV_sold[47,20]') | 0
(47, 21, 'DES_res[2].E_PV_sold[47,21]') | 0
(47, 22, 'DES_res[2].E_PV_sold[47,22]') | 0
(47, 23, 'DES_res[2].E_PV_sold[47,23]') | 0
(47, 24, 'DES_res[2].E_PV_sold[47,24]') | 0
(70, 1, 'DES_res[2].E_PV_sold[70,1]') | 0
(70, 2, 'DES_res[2].E_PV_sold[70,2]') | 0
(70, 3, 'DES_res[2].E_PV_sold[70,3]') | 0
(70, 4, 'DES_res[2].E_PV_sold[70,4]') | 0
(70, 5, 'DES_res[2].E_PV_sold[70,5]') | 0
(70, 6, 'DES_res[2].E_PV_sold[70,6]') | 0
(70, 7, 'DES_res[2].E_PV_sold[70,7]') | 0.10715
(70, 8, 'DES_res[2].E_PV_sold[70,8]') | 0.25434
(70, 9, 'DES_res[2].E_PV_sold[70,9]') | 0.66115
(70, 10, 'DES_res[2].E_PV_sold[70,10]') | 1.5239
(70, 11, 'DES_res[2].E_PV_sold[70,11]') | 2.1901
(70, 12, 'DES_res[2].E_PV_sold[70,12]') | 2.5572
(70, 13, 'DES_res[2].E_PV_sold[70,13]') | 2.7397
(70, 14, 'DES_res[2].E_PV_sold[70,14]') | 2.7936
(70, 15, 'DES_res[2].E_PV_sold[70,15]') | 2.5985
(70, 16, 'DES_res[2].E_PV_sold[70,16]') | 2.3414
(70, 17, 'DES_res[2].E_PV_sold[70,17]') | 1.7978
(70, 18, 'DES_res[2].E_PV_sold[70,18]') | 1.2385
(70, 19, 'DES_res[2].E_PV_sold[70,19]') | 0.17979
(70, 20, 'DES_res[2].E_PV_sold[70,20]') | 0
(70, 21, 'DES_res[2].E_PV_sold[70,21]') | 0
(70, 22, 'DES_res[2].E_PV_sold[70,22]') | 0
(70, 23, 'DES_res[2].E_PV_sold[70,23]') | 0
(70, 24, 'DES_res[2].E_PV_sold[70,24]') | 0
(73, 1, 'DES_res[2].E_PV_sold[73,1]') | 0
(73, 2, 'DES_res[2].E_PV_sold[73,2]') | 0
(73, 3, 'DES_res[2].E_PV_sold[73,3]') | 0
(73, 4, 'DES_res[2].E_PV_sold[73,4]') | 0
(73, 5, 'DES_res[2].E_PV_sold[73,5]') | 0
(73, 6, 'DES_res[2].E_PV_sold[73,6]') | 0
(73, 7, 'DES_res[2].E_PV_sold[73,7]') | 0.025288
(73, 8, 'DES_res[2].E_PV_sold[73,8]') | 0.40284
(73, 9, 'DES_res[2].E_PV_sold[73,9]') | 0.96025
(73, 10, 'DES_res[2].E_PV_sold[73,10]') | 1.5403
(73, 11, 'DES_res[2].E_PV_sold[73,11]') | 2.0857
(73, 12, 'DES_res[2].E_PV_sold[73,12]') | 1.5461
(73, 13, 'DES_res[2].E_PV_sold[73,13]') | 1.5149
(73, 14, 'DES_res[2].E_PV_sold[73,14]') | 2.5397
(73, 15, 'DES_res[2].E_PV_sold[73,15]') | 2.1962
(73, 16, 'DES_res[2].E_PV_sold[73,16]') | 2.2319
(73, 17, 'DES_res[2].E_PV_sold[73,17]') | 1.5709
(73, 18, 'DES_res[2].E_PV_sold[73,18]') | 0.81843
(73, 19, 'DES_res[2].E_PV_sold[73,19]') | 0
(73, 20, 'DES_res[2].E_PV_sold[73,20]') | 0
(73, 21, 'DES_res[2].E_PV_sold[73,21]') | 0
(73, 22, 'DES_res[2].E_PV_sold[73,22]') | 0
(73, 23, 'DES_res[2].E_PV_sold[73,23]') | 0
(73, 24, 'DES_res[2].E_PV_sold[73,24]') | 0
(74, 1, 'DES_res[2].E_PV_sold[74,1]') | 0
(74, 2, 'DES_res[2].E_PV_sold[74,2]') | 0
(74, 3, 'DES_res[2].E_PV_sold[74,3]') | 0
(74, 4, 'DES_res[2].E_PV_sold[74,4]') | 0
(74, 5, 'DES_res[2].E_PV_sold[74,5]') | 0
(74, 6, 'DES_res[2].E_PV_sold[74,6]') | 0
(74, 7, 'DES_res[2].E_PV_sold[74,7]') | 0.095688
(74, 8, 'DES_res[2].E_PV_sold[74,8]') | 0.22458
(74, 9, 'DES_res[2].E_PV_sold[74,9]') | 1.018
(74, 10, 'DES_res[2].E_PV_sold[74,10]') | 0.78848
(74, 11, 'DES_res[2].E_PV_sold[74,11]') | 2.1214
(74, 12, 'DES_res[2].E_PV_sold[74,12]') | 1.7567
(74, 13, 'DES_res[2].E_PV_sold[74,13]') | 2.7008
(74, 14, 'DES_res[2].E_PV_sold[74,14]') | 2.7476
(74, 15, 'DES_res[2].E_PV_sold[74,15]') | 2.5897
(74, 16, 'DES_res[2].E_PV_sold[74,16]') | 2.3192
(74, 17, 'DES_res[2].E_PV_sold[74,17]') | 1.7757
(74, 18, 'DES_res[2].E_PV_sold[74,18]') | 1.2271
(74, 19, 'DES_res[2].E_PV_sold[74,19]') | 0.38381
(74, 20, 'DES_res[2].E_PV_sold[74,20]') | 0.0085559
(74, 21, 'DES_res[2].E_PV_sold[74,21]') | 0
(74, 22, 'DES_res[2].E_PV_sold[74,22]') | 0
(74, 23, 'DES_res[2].E_PV_sold[74,23]') | 0
(74, 24, 'DES_res[2].E_PV_sold[74,24]') | 0
(83, 1, 'DES_res[2].E_PV_sold[83,1]') | 0
(83, 2, 'DES_res[2].E_PV_sold[83,2]') | 0
(83, 3, 'DES_res[2].E_PV_sold[83,3]') | 0
(83, 4, 'DES_res[2].E_PV_sold[83,4]') | 0
(83, 5, 'DES_res[2].E_PV_sold[83,5]') | 0
(83, 6, 'DES_res[2].E_PV_sold[83,6]') | 0
(83, 7, 'DES_res[2].E_PV_sold[83,7]') | 0.044148
(83, 8, 'DES_res[2].E_PV_sold[83,8]') | 0
(83, 9, 'DES_res[2].E_PV_sold[83,9]') | 0.58305
(83, 10, 'DES_res[2].E_PV_sold[83,10]') | 1.2344
(83, 11, 'DES_res[2].E_PV_sold[83,11]') | 2.0868
(83, 12, 'DES_res[2].E_PV_sold[83,12]') | 2.5341
(83, 13, 'DES_res[2].E_PV_sold[83,13]') | 2.6732
(83, 14, 'DES_res[2].E_PV_sold[83,14]') | 2.7735
(83, 15, 'DES_res[2].E_PV_sold[83,15]') | 2.5537
(83, 16, 'DES_res[2].E_PV_sold[83,16]') | 2.1057
(83, 17, 'DES_res[2].E_PV_sold[83,17]') | 1.5902
(83, 18, 'DES_res[2].E_PV_sold[83,18]') | 1.0324
(83, 19, 'DES_res[2].E_PV_sold[83,19]') | 0.3597
(83, 20, 'DES_res[2].E_PV_sold[83,20]') | 0.043896
(83, 21, 'DES_res[2].E_PV_sold[83,21]') | 0
(83, 22, 'DES_res[2].E_PV_sold[83,22]') | 0
(83, 23, 'DES_res[2].E_PV_sold[83,23]') | 0
(83, 24, 'DES_res[2].E_PV_sold[83,24]') | 0
(178, 1, 'DES_res[2].E_PV_sold[178,1]') | 0
(178, 2, 'DES_res[2].E_PV_sold[178,2]') | 0
(178, 3, 'DES_res[2].E_PV_sold[178,3]') | 0
(178, 4, 'DES_res[2].E_PV_sold[178,4]') | 0
(178, 5, 'DES_res[2].E_PV_sold[178,5]') | 0
(178, 6, 'DES_res[2].E_PV_sold[178,6]') | 0
(178, 7, 'DES_res[2].E_PV_sold[178,7]') | 0.061168
(178, 8, 'DES_res[2].E_PV_sold[178,8]') | 0.33826
(178, 9, 'DES_res[2].E_PV_sold[178,9]') | 0.88213
(178, 10, 'DES_res[2].E_PV_sold[178,10]') | 1.6119
(178, 11, 'DES_res[2].E_PV_sold[178,11]') | 2.1441
(178, 12, 'DES_res[2].E_PV_sold[178,12]') | 2.5194
(178, 13, 'DES_res[2].E_PV_sold[178,13]') | 2.1549
(178, 14, 'DES_res[2].E_PV_sold[178,14]') | 2.7476
(178, 15, 'DES_res[2].E_PV_sold[178,15]') | 2.3548
(178, 16, 'DES_res[2].E_PV_sold[178,16]') | 2.1772
(178, 17, 'DES_res[2].E_PV_sold[178,17]') | 1.0652
(178, 18, 'DES_res[2].E_PV_sold[178,18]') | 0
(178, 19, 'DES_res[2].E_PV_sold[178,19]') | 0.20126
(178, 20, 'DES_res[2].E_PV_sold[178,20]') | 0
(178, 21, 'DES_res[2].E_PV_sold[178,21]') | 0
(178, 22, 'DES_res[2].E_PV_sold[178,22]') | 0
(178, 23, 'DES_res[2].E_PV_sold[178,23]') | 0
(178, 24, 'DES_res[2].E_PV_sold[178,24]') | 0
(208, 1, 'DES_res[2].E_PV_sold[208,1]') | 0
(208, 2, 'DES_res[2].E_PV_sold[208,2]') | 0
(208, 3, 'DES_res[2].E_PV_sold[208,3]') | 0
(208, 4, 'DES_res[2].E_PV_sold[208,4]') | 0
(208, 5, 'DES_res[2].E_PV_sold[208,5]') | 0
(208, 6, 'DES_res[2].E_PV_sold[208,6]') | 0
(208, 7, 'DES_res[2].E_PV_sold[208,7]') | 0
(208, 8, 'DES_res[2].E_PV_sold[208,8]') | 0
(208, 9, 'DES_res[2].E_PV_sold[208,9]') | 0
(208, 10, 'DES_res[2].E_PV_sold[208,10]') | 0.76798
(208, 11, 'DES_res[2].E_PV_sold[208,11]') | 1.2365
(208, 12, 'DES_res[2].E_PV_sold[208,12]') | 2.4122
(208, 13, 'DES_res[2].E_PV_sold[208,13]') | 2.6369
(208, 14, 'DES_res[2].E_PV_sold[208,14]') | 2.7483
(208, 15, 'DES_res[2].E_PV_sold[208,15]') | 2.5012
(208, 16, 'DES_res[2].E_PV_sold[208,16]') | 1.6509
(208, 17, 'DES_res[2].E_PV_sold[208,17]') | 1.2077
(208, 18, 'DES_res[2].E_PV_sold[208,18]') | 0.85647
(208, 19, 'DES_res[2].E_PV_sold[208,19]') | 0.25627
(208, 20, 'DES_res[2].E_PV_sold[208,20]') | 0
(208, 21, 'DES_res[2].E_PV_sold[208,21]') | 0
(208, 22, 'DES_res[2].E_PV_sold[208,22]') | 0
(208, 23, 'DES_res[2].E_PV_sold[208,23]') | 0
(208, 24, 'DES_res[2].E_PV_sold[208,24]') | 0
(225, 1, 'DES_res[2].E_PV_sold[225,1]') | 0
(225, 2, 'DES_res[2].E_PV_sold[225,2]') | 0
(225, 3, 'DES_res[2].E_PV_sold[225,3]') | 0
(225, 4, 'DES_res[2].E_PV_sold[225,4]') | 0
(225, 5, 'DES_res[2].E_PV_sold[225,5]') | 0
(225, 6, 'DES_res[2].E_PV_sold[225,6]') | 0
(225, 7, 'DES_res[2].E_PV_sold[225,7]') | 0.064668
(225, 8, 'DES_res[2].E_PV_sold[225,8]') | 0.40828
(225, 9, 'DES_res[2].E_PV_sold[225,9]') | 0.30459
(225, 10, 'DES_res[2].E_PV_sold[225,10]') | 1.4173
(225, 11, 'DES_res[2].E_PV_sold[225,11]') | 2.0488
(225, 12, 'DES_res[2].E_PV_sold[225,12]') | 2.0514
(225, 13, 'DES_res[2].E_PV_sold[225,13]') | 1.1976
(225, 14, 'DES_res[2].E_PV_sold[225,14]') | 2.492
(225, 15, 'DES_res[2].E_PV_sold[225,15]') | 1.6068
(225, 16, 'DES_res[2].E_PV_sold[225,16]') | 0.12308
(225, 17, 'DES_res[2].E_PV_sold[225,17]') | 0
(225, 18, 'DES_res[2].E_PV_sold[225,18]') | 0.2943
(225, 19, 'DES_res[2].E_PV_sold[225,19]') | 0
(225, 20, 'DES_res[2].E_PV_sold[225,20]') | 0
(225, 21, 'DES_res[2].E_PV_sold[225,21]') | 0
(225, 22, 'DES_res[2].E_PV_sold[225,22]') | 0
(225, 23, 'DES_res[2].E_PV_sold[225,23]') | 0
(225, 24, 'DES_res[2].E_PV_sold[225,24]') | 0
(248, 1, 'DES_res[2].E_PV_sold[248,1]') | 0
(248, 2, 'DES_res[2].E_PV_sold[248,2]') | 0
(248, 3, 'DES_res[2].E_PV_sold[248,3]') | 0
(248, 4, 'DES_res[2].E_PV_sold[248,4]') | 0
(248, 5, 'DES_res[2].E_PV_sold[248,5]') | 0
(248, 6, 'DES_res[2].E_PV_sold[248,6]') | 0
(248, 7, 'DES_res[2].E_PV_sold[248,7]') | 0.077868
(248, 8, 'DES_res[2].E_PV_sold[248,8]') | 0.44104
(248, 9, 'DES_res[2].E_PV_sold[248,9]') | 0.77823
(248, 10, 'DES_res[2].E_PV_sold[248,10]') | 0.47692
(248, 11, 'DES_res[2].E_PV_sold[248,11]') | 1.4428
(248, 12, 'DES_res[2].E_PV_sold[248,12]') | 0.64736
(248, 13, 'DES_res[2].E_PV_sold[248,13]') | 2.4456
(248, 14, 'DES_res[2].E_PV_sold[248,14]') | 2.663
(248, 15, 'DES_res[2].E_PV_sold[248,15]') | 2.2788
(248, 16, 'DES_res[2].E_PV_sold[248,16]') | 1.9927
(248, 17, 'DES_res[2].E_PV_sold[248,17]') | 1.767
(248, 18, 'DES_res[2].E_PV_sold[248,18]') | 1.2535
(248, 19, 'DES_res[2].E_PV_sold[248,19]') | 0.61983
(248, 20, 'DES_res[2].E_PV_sold[248,20]') | 0
(248, 21, 'DES_res[2].E_PV_sold[248,21]') | 0
(248, 22, 'DES_res[2].E_PV_sold[248,22]') | 0
(248, 23, 'DES_res[2].E_PV_sold[248,23]') | 0
(248, 24, 'DES_res[2].E_PV_sold[248,24]') | 0
(249, 1, 'DES_res[2].E_PV_sold[249,1]') | 0
(249, 2, 'DES_res[2].E_PV_sold[249,2]') | 0
(249, 3, 'DES_res[2].E_PV_sold[249,3]') | 0
(249, 4, 'DES_res[2].E_PV_sold[249,4]') | 0
(249, 5, 'DES_res[2].E_PV_sold[249,5]') | 0
(249, 6, 'DES_res[2].E_PV_sold[249,6]') | 0
(249, 7, 'DES_res[2].E_PV_sold[249,7]') | 0.074088
(249, 8, 'DES_res[2].E_PV_sold[249,8]') | 0.45332
(249, 9, 'DES_res[2].E_PV_sold[249,9]') | 1.007
(249, 10, 'DES_res[2].E_PV_sold[249,10]') | 1.5791
(249, 11, 'DES_res[2].E_PV_sold[249,11]') | 2.0924
(249, 12, 'DES_res[2].E_PV_sold[249,12]') | 2.2814
(249, 13, 'DES_res[2].E_PV_sold[249,13]') | 2.6648
(249, 14, 'DES_res[2].E_PV_sold[249,14]') | 2.7976
(249, 15, 'DES_res[2].E_PV_sold[249,15]') | 2.5654
(249, 16, 'DES_res[2].E_PV_sold[249,16]') | 2.3304
(249, 17, 'DES_res[2].E_PV_sold[249,17]') | 0.9785
(249, 18, 'DES_res[2].E_PV_sold[249,18]') | 0.95297
(249, 19, 'DES_res[2].E_PV_sold[249,19]') | 0.51072
(249, 20, 'DES_res[2].E_PV_sold[249,20]') | 0
(249, 21, 'DES_res[2].E_PV_sold[249,21]') | 0
(249, 22, 'DES_res[2].E_PV_sold[249,22]') | 0
(249, 23, 'DES_res[2].E_PV_sold[249,23]') | 0
(249, 24, 'DES_res[2].E_PV_sold[249,24]') | 0
(264, 1, 'DES_res[2].E_PV_sold[264,1]') | 0
(264, 2, 'DES_res[2].E_PV_sold[264,2]') | 0
(264, 3, 'DES_res[2].E_PV_sold[264,3]') | 0
(264, 4, 'DES_res[2].E_PV_sold[264,4]') | 0
(264, 5, 'DES_res[2].E_PV_sold[264,5]') | 0
(264, 6, 'DES_res[2].E_PV_sold[264,6]') | 0
(264, 7, 'DES_res[2].E_PV_sold[264,7]') | 0
(264, 8, 'DES_res[2].E_PV_sold[264,8]') | 0.38668
(264, 9, 'DES_res[2].E_PV_sold[264,9]') | 0.97357
(264, 10, 'DES_res[2].E_PV_sold[264,10]') | 1.4774
(264, 11, 'DES_res[2].E_PV_sold[264,11]') | 2.1917
(264, 12, 'DES_res[2].E_PV_sold[264,12]') | 2.3756
(264, 13, 'DES_res[2].E_PV_sold[264,13]') | 2.6406
(264, 14, 'DES_res[2].E_PV_sold[264,14]') | 2.7307
(264, 15, 'DES_res[2].E_PV_sold[264,15]') | 2.4848
(264, 16, 'DES_res[2].E_PV_sold[264,16]') | 2.2658
(264, 17, 'DES_res[2].E_PV_sold[264,17]') | 1.6876
(264, 18, 'DES_res[2].E_PV_sold[264,18]') | 1.0838
(264, 19, 'DES_res[2].E_PV_sold[264,19]') | 0.43578
(264, 20, 'DES_res[2].E_PV_sold[264,20]') | 0.090906
(264, 21, 'DES_res[2].E_PV_sold[264,21]') | 0
(264, 22, 'DES_res[2].E_PV_sold[264,22]') | 0
(264, 23, 'DES_res[2].E_PV_sold[264,23]') | 0
(264, 24, 'DES_res[2].E_PV_sold[264,24]') | 0

## Res_E_PV_used
variable value
(34, 1, 'DES_res[2].E_PV_used[34,1]') | 0
(34, 2, 'DES_res[2].E_PV_used[34,2]') | 0
(34, 3, 'DES_res[2].E_PV_used[34,3]') | 0
(34, 4, 'DES_res[2].E_PV_used[34,4]') | 0
(34, 5, 'DES_res[2].E_PV_used[34,5]') | 3.8043e-05
(34, 6, 'DES_res[2].E_PV_used[34,6]') | 0.016188
(34, 7, 'DES_res[2].E_PV_used[34,7]') | 0.15035
(34, 8, 'DES_res[2].E_PV_used[34,8]') | 0.52852
(34, 9, 'DES_res[2].E_PV_used[34,9]') | 0.52614
(34, 10, 'DES_res[2].E_PV_used[34,10]') | 0.50584
(34, 11, 'DES_res[2].E_PV_used[34,11]') | 0.46488
(34, 12, 'DES_res[2].E_PV_used[34,12]') | 0.2641
(34, 13, 'DES_res[2].E_PV_used[34,13]') | 0.07456
(34, 14, 'DES_res[2].E_PV_used[34,14]') | 0.08784
(34, 15, 'DES_res[2].E_PV_used[34,15]') | 0.08784
(34, 16, 'DES_res[2].E_PV_used[34,16]') | 0.17808
(34, 17, 'DES_res[2].E_PV_used[34,17]') | 0.3569
(34, 18, 'DES_res[2].E_PV_used[34,18]') | 0.95772
(34, 19, 'DES_res[2].E_PV_used[34,19]') | 0.70137
(34, 20, 'DES_res[2].E_PV_used[34,20]') | 0.23614
(34, 21, 'DES_res[2].E_PV_used[34,21]') | 0.031101
(34, 22, 'DES_res[2].E_PV_used[34,22]') | 0.00013315
(34, 23, 'DES_res[2].E_PV_used[34,23]') | 0
(34, 24, 'DES_res[2].E_PV_used[34,24]') | 0
(47, 1, 'DES_res[2].E_PV_used[47,1]') | 0
(47, 2, 'DES_res[2].E_PV_used[47,2]') | 0
(47, 3, 'DES_res[2].E_PV_used[47,3]') | 0
(47, 4, 'DES_res[2].E_PV_used[47,4]') | 0
(47, 5, 'DES_res[2].E_PV_used[47,5]') | 3.8043e-05
(47, 6, 'DES_res[2].E_PV_used[47,6]') | 0.016188
(47, 7, 'DES_res[2].E_PV_used[47,7]') | 0.1183
(47, 8, 'DES_res[2].E_PV_used[47,8]') | 0.16218
(47, 9, 'DES_res[2].E_PV_used[47,9]') | 0.1533
(47, 10, 'DES_res[2].E_PV_used[47,10]') | 0.12038
(47, 11, 'DES_res[2].E_PV_used[47,11]') | 0.14152
(47, 12, 'DES_res[2].E_PV_used[47,12]') | 0.13304
(47, 13, 'DES_res[2].E_PV_used[47,13]') | 0.17782
(47, 14, 'DES_res[2].E_PV_used[47,14]') | 0.11326
(47, 15, 'DES_res[2].E_PV_used[47,15]') | 0.12962
(47, 16, 'DES_res[2].E_PV_used[47,16]') | 0.37916
(47, 17, 'DES_res[2].E_PV_used[47,17]') | 0.80906
(47, 18, 'DES_res[2].E_PV_used[47,18]') | 1.2137
(47, 19, 'DES_res[2].E_PV_used[47,19]') | 0.70137
(47, 20, 'DES_res[2].E_PV_used[47,20]') | 0.23614
(47, 21, 'DES_res[2].E_PV_used[47,21]') | 0.031101
(47, 22, 'DES_res[2].E_PV_used[47,22]') | 0.00013315
(47, 23, 'DES_res[2].E_PV_used[47,23]') | 0
(47, 24, 'DES_res[2].E_PV_used[47,24]') | 0
(70, 1, 'DES_res[2].E_PV_used[70,1]') | 0
(70, 2, 'DES_res[2].E_PV_used[70,2]') | 0
(70, 3, 'DES_res[2].E_PV_used[70,3]') | 0
(70, 4, 'DES_res[2].E_PV_used[70,4]') | 0
(70, 5, 'DES_res[2].E_PV_used[70,5]') | 3.8043e-05
(70, 6, 'DES_res[2].E_PV_used[70,6]') | 0.016188
(70, 7, 'DES_res[2].E_PV_used[70,7]') | 0.0432
(70, 8, 'DES_res[2].E_PV_used[70,8]') | 0.27418
(70, 9, 'DES_res[2].E_PV_used[70,9]') | 0.42216
(70, 10, 'DES_res[2].E_PV_used[70,10]') | 0.13204
(70, 11, 'DES_res[2].E_PV_used[70,11]') | 0.0432
(70, 12, 'DES_res[2].E_PV_used[70,12]') | 0.0432
(70, 13, 'DES_res[2].E_PV_used[70,13]') | 0.0432
(70, 14, 'DES_res[2].E_PV_used[70,14]') | 0.0432
(70, 15, 'DES_res[2].E_PV_used[70,15]') | 0.0432
(70, 16, 'DES_res[2].E_PV_used[70,16]') | 0.0432
(70, 17, 'DES_res[2].E_PV_used[70,17]') | 0.0432
(70, 18, 'DES_res[2].E_PV_used[70,18]') | 0.09488
(70, 19, 'DES_res[2].E_PV_used[70,19]') | 0.52158
(70, 20, 'DES_res[2].E_PV_used[70,20]') | 0.23614
(70, 21, 'DES_res[2].E_PV_used[70,21]') | 0.031101
(70, 22, 'DES_res[2].E_PV_used[70,22]') | 0.00013315
(70, 23, 'DES_res[2].E_PV_used[70,23]') | 0
(70, 24, 'DES_res[2].E_PV_used[70,24]') | 0
(73, 1, 'DES_res[2].E_PV_used[73,1]') | 0
(73, 2, 'DES_res[2].E_PV_used[73,2]') | 0
(73, 3, 'DES_res[2].E_PV_used[73,3]') | 0
(73, 4, 'DES_res[2].E_PV_used[73,4]') | 0
(73, 5, 'DES_res[2].E_PV_used[73,5]') | 3.8043e-05
(73, 6, 'DES_res[2].E_PV_used[73,6]') | 0.016188
(73, 7, 'DES_res[2].E_PV_used[73,7]') | 0.12506
(73, 8, 'DES_res[2].E_PV_used[73,8]') | 0.12568
(73, 9, 'DES_res[2].E_PV_used[73,9]') | 0.12306
(73, 10, 'DES_res[2].E_PV_used[73,10]') | 0.11558
(73, 11, 'DES_res[2].E_PV_used[73,11]') | 0.14758
(73, 12, 'DES_res[2].E_PV_used[73,12]') | 1.0543
(73, 13, 'DES_res[2].E_PV_used[73,13]') | 1.268
(73, 14, 'DES_res[2].E_PV_used[73,14]') | 0.29702
(73, 15, 'DES_res[2].E_PV_used[73,15]') | 0.44546
(73, 16, 'DES_res[2].E_PV_used[73,16]') | 0.15264
(73, 17, 'DES_res[2].E_PV_used[73,17]') | 0.27008
(73, 18, 'DES_res[2].E_PV_used[73,18]') | 0.51492
(73, 19, 'DES_res[2].E_PV_used[73,19]') | 0.70137
(73, 20, 'DES_res[2].E_PV_used[73,20]') | 0.23614
(73, 21, 'DES_res[2].E_PV_used[73,21]') | 0.031101
(73, 22, 'DES_res[2].E_PV_used[73,22]') | 0.00013315
(73, 23, 'DES_res[2].E_PV_used[73,23]') | 0
(73, 24, 'DES_res[2].E_PV_used[73,24]') | 0
(74, 1, 'DES_res[2].E_PV_used[74,1]') | 0
(74, 2, 'DES_res[2].E_PV_used[74,2]') | 0
(74, 3, 'DES_res[2].E_PV_used[74,3]') | 0
(74, 4, 'DES_res[2].E_PV_used[74,4]') | 0
(74, 5, 'DES_res[2].E_PV_used[74,5]') | 3.8043e-05
(74, 6, 'DES_res[2].E_PV_used[74,6]') | 0.016188
(74, 7, 'DES_res[2].E_PV_used[74,7]') | 0.05466
(74, 8, 'DES_res[2].E_PV_used[74,8]') | 0.30394
(74, 9, 'DES_res[2].E_PV_used[74,9]') | 0.06534
(74, 10, 'DES_res[2].E_PV_used[74,10]') | 0.86742
(74, 11, 'DES_res[2].E_PV_used[74,11]') | 0.11186
(74, 12, 'DES_res[2].E_PV_used[74,12]') | 0.84366
(74, 13, 'DES_res[2].E_PV_used[74,13]') | 0.08214
(74, 14, 'DES_res[2].E_PV_used[74,14]') | 0.08912
(74, 15, 'DES_res[2].E_PV_used[74,15]') | 0.052
(74, 16, 'DES_res[2].E_PV_used[74,16]') | 0.06534
(74, 17, 'DES_res[2].E_PV_used[74,17]') | 0.06534
(74, 18, 'DES_res[2].E_PV_used[74,18]') | 0.1062
(74, 19, 'DES_res[2].E_PV_used[74,19]') | 0.31756
(74, 20, 'DES_res[2].E_PV_used[74,20]') | 0.22758
(74, 21, 'DES_res[2].E_PV_used[74,21]') | 0.031101
(74, 22, 'DES_res[2].E_PV_used[74,22]') | 0.00013315
(74, 23, 'DES_res[2].E_PV_used[74,23]') | 0
(74, 24, 'DES_res[2].E_PV_used[74,24]') | 0
(83, 1, 'DES_res[2].E_PV_used[83,1]') | 0
(83, 2, 'DES_res[2].E_PV_used[83,2]') | 0
(83, 3, 'DES_res[2].E_PV_used[83,3]') | 0
(83, 4, 'DES_res[2].E_PV_used[83,4]') | 0
(83, 5, 'DES_res[2].E_PV_used[83,5]') | 3.8043e-05
(83, 6, 'DES_res[2].E_PV_used[83,6]') | 0.016188
(83, 7, 'DES_res[2].E_PV_used[83,7]') | 0.1062
(83, 8, 'DES_res[2].E_PV_used[83,8]') | 0.52852
(83, 9, 'DES_res[2].E_PV_used[83,9]') | 0.50026
(83, 10, 'DES_res[2].E_PV_used[83,10]') | 0.4215
(83, 11, 'DES_res[2].E_PV_used[83,11]') | 0.1465
(83, 12, 'DES_res[2].E_PV_used[83,12]') | 0.06634
(83, 13, 'DES_res[2].E_PV_used[83,13]') | 0.10966
(83, 14, 'DES_res[2].E_PV_used[83,14]') | 0.06326
(83, 15, 'DES_res[2].E_PV_used[83,15]') | 0.088
(83, 16, 'DES_res[2].E_PV_used[83,16]') | 0.27884
(83, 17, 'DES_res[2].E_PV_used[83,17]') | 0.25086
(83, 18, 'DES_res[2].E_PV_used[83,18]') | 0.30096
(83, 19, 'DES_res[2].E_PV_used[83,19]') | 0.34167
(83, 20, 'DES_res[2].E_PV_used[83,20]') | 0.19224
(83, 21, 'DES_res[2].E_PV_used[83,21]') | 0.031101
(83, 22, 'DES_res[2].E_PV_used[83,22]') | 0.00013315
(83, 23, 'DES_res[2].E_PV_used[83,23]') | 0
(83, 24, 'DES_res[2].E_PV_used[83,24]') | 0
(178, 1, 'DES_res[2].E_PV_used[178,1]') | 0
(178, 2, 'DES_res[2].E_PV_used[178,2]') | 0
(178, 3, 'DES_res[2].E_PV_used[178,3]') | 0
(178, 4, 'DES_res[2].E_PV_used[178,4]') | 0
(178, 5, 'DES_res[2].E_PV_used[178,5]') | 3.8043e-05
(178, 6, 'DES_res[2].E_PV_used[178,6]') | 0.016188
(178, 7, 'DES_res[2].E_PV_used[178,7]') | 0.08918
(178, 8, 'DES_res[2].E_PV_used[178,8]') | 0.19026
(178, 9, 'DES_res[2].E_PV_used[178,9]') | 0.20118
(178, 10, 'DES_res[2].E_PV_used[178,10]') | 0.044
(178, 11, 'DES_res[2].E_PV_used[178,11]') | 0.08918
(178, 12, 'DES_res[2].E_PV_used[178,12]') | 0.08096
(178, 13, 'DES_res[2].E_PV_used[178,13]') | 0.62802
(178, 14, 'DES_res[2].E_PV_used[178,14]') | 0.08918
(178, 15, 'DES_res[2].E_PV_used[178,15]') | 0.28686
(178, 16, 'DES_res[2].E_PV_used[178,16]') | 0.20736
(178, 17, 'DES_res[2].E_PV_used[178,17]') | 0.77586
(178, 18, 'DES_res[2].E_PV_used[178,18]') | 1.3333
(178, 19, 'DES_res[2].E_PV_used[178,19]') | 0.50011
(178, 20, 'DES_res[2].E_PV_used[178,20]') | 0.23614
(178, 21, 'DES_res[2].E_PV_used[178,21]') | 0.031101
(178, 22, 'DES_res[2].E_PV_used[178,22]') | 0.00013315
(178, 23, 'DES_res[2].E_PV_used[178,23]') | 0
(178, 24, 'DES_res[2].E_PV_used[178,24]') | 0
(208, 1, 'DES_res[2].E_PV_used[208,1]') | 0
(208, 2, 'DES_res[2].E_PV_used[208,2]') | 0
(208, 3, 'DES_res[2].E_PV_used[208,3]') | 0
(208, 4, 'DES_res[2].E_PV_used[208,4]') | 0
(208, 5, 'DES_res[2].E_PV_used[208,5]') | 3.8043e-05
(208, 6, 'DES_res[2].E_PV_used[208,6]') | 0.016188
(208, 7, 'DES_res[2].E_PV_used[208,7]') | 0.15035
(208, 8, 'DES_res[2].E_PV_used[208,8]') | 0.52852
(208, 9, 'DES_res[2].E_PV_used[208,9]') | 1.0833
(208, 10, 'DES_res[2].E_PV_used[208,10]') | 0.88792
(208, 11, 'DES_res[2].E_PV_used[208,11]') | 0.9968
(208, 12, 'DES_res[2].E_PV_used[208,12]') | 0.1882
(208, 13, 'DES_res[2].E_PV_used[208,13]') | 0.14598
(208, 14, 'DES_res[2].E_PV_used[208,14]') | 0.08846
(208, 15, 'DES_res[2].E_PV_used[208,15]') | 0.1405
(208, 16, 'DES_res[2].E_PV_used[208,16]') | 0.73368
(208, 17, 'DES_res[2].E_PV_used[208,17]') | 0.6333
(208, 18, 'DES_res[2].E_PV_used[208,18]') | 0.47688
(208, 19, 'DES_res[2].E_PV_used[208,19]') | 0.4451
(208, 20, 'DES_res[2].E_PV_used[208,20]') | 0.23614
(208, 21, 'DES_res[2].E_PV_used[208,21]') | 0.031101
(208, 22, 'DES_res[2].E_PV_used[208,22]') | 0.00013315
(208, 23, 'DES_res[2].E_PV_used[208,23]') | 0
(208, 24, 'DES_res[2].E_PV_used[208,24]') | 0
(225, 1, 'DES_res[2].E_PV_used[225,1]') | 0
(225, 2, 'DES_res[2].E_PV_used[225,2]') | 0
(225, 3, 'DES_res[2].E_PV_used[225,3]') | 0
(225, 4, 'DES_res[2].E_PV_used[225,4]') | 0
(225, 5, 'DES_res[2].E_PV_used[225,5]') | 3.8043e-05
(225, 6, 'DES_res[2].E_PV_used[225,6]') | 0.016188
(225, 7, 'DES_res[2].E_PV_used[225,7]') | 0.08568
(225, 8, 'DES_res[2].E_PV_used[225,8]') | 0.12024
(225, 9, 'DES_res[2].E_PV_used[225,9]') | 0.77872
(225, 10, 'DES_res[2].E_PV_used[225,10]') | 0.23856
(225, 11, 'DES_res[2].E_PV_used[225,11]') | 0.18452
(225, 12, 'DES_res[2].E_PV_used[225,12]') | 0.54904
(225, 13, 'DES_res[2].E_PV_used[225,13]') | 1.5853
(225, 14, 'DES_res[2].E_PV_used[225,14]') | 0.34478
(225, 15, 'DES_res[2].E_PV_used[225,15]') | 1.0348
(225, 16, 'DES_res[2].E_PV_used[225,16]') | 2.2615
(225, 17, 'DES_res[2].E_PV_used[225,17]') | 1.841
(225, 18, 'DES_res[2].E_PV_used[225,18]') | 1.0391
(225, 19, 'DES_res[2].E_PV_used[225,19]') | 0.70137
(225, 20, 'DES_res[2].E_PV_used[225,20]') | 0.23614
(225, 21, 'DES_res[2].E_PV_used[225,21]') | 0.031101
(225, 22, 'DES_res[2].E_PV_used[225,22]') | 0.00013315
(225, 23, 'DES_res[2].E_PV_used[225,23]') | 0
(225, 24, 'DES_res[2].E_PV_used[225,24]') | 0
(248, 1, 'DES_res[2].E_PV_used[248,1]') | 0
(248, 2, 'DES_res[2].E_PV_used[248,2]') | 0
(248, 3, 'DES_res[2].E_PV_used[248,3]') | 0
(248, 4, 'DES_res[2].E_PV_used[248,4]') | 0
(248, 5, 'DES_res[2].E_PV_used[248,5]') | 3.8043e-05
(248, 6, 'DES_res[2].E_PV_used[248,6]') | 0.016188
(248, 7, 'DES_res[2].E_PV_used[248,7]') | 0.07248
(248, 8, 'DES_res[2].E_PV_used[248,8]') | 0.08748
(248, 9, 'DES_res[2].E_PV_used[248,9]') | 0.30508
(248, 10, 'DES_res[2].E_PV_used[248,10]') | 1.179
(248, 11, 'DES_res[2].E_PV_used[248,11]') | 0.79054
(248, 12, 'DES_res[2].E_PV_used[248,12]') | 1.953
(248, 13, 'DES_res[2].E_PV_used[248,13]') | 0.33728
(248, 14, 'DES_res[2].E_PV_used[248,14]') | 0.1738
(248, 15, 'DES_res[2].E_PV_used[248,15]') | 0.36288
(248, 16, 'DES_res[2].E_PV_used[248,16]') | 0.39192
(248, 17, 'DES_res[2].E_PV_used[248,17]') | 0.07398
(248, 18, 'DES_res[2].E_PV_used[248,18]') | 0.07986
(248, 19, 'DES_res[2].E_PV_used[248,19]') | 0.08154
(248, 20, 'DES_res[2].E_PV_used[248,20]') | 0.23614
(248, 21, 'DES_res[2].E_PV_used[248,21]') | 0.031101
(248, 22, 'DES_res[2].E_PV_used[248,22]') | 0.00013315
(248, 23, 'DES_res[2].E_PV_used[248,23]') | 0
(248, 24, 'DES_res[2].E_PV_used[248,24]') | 0
(249, 1, 'DES_res[2].E_PV_used[249,1]') | 0
(249, 2, 'DES_res[2].E_PV_used[249,2]') | 0
(249, 3, 'DES_res[2].E_PV_used[249,3]') | 0
(249, 4, 'DES_res[2].E_PV_used[249,4]') | 0
(249, 5, 'DES_res[2].E_PV_used[249,5]') | 3.8043e-05
(249, 6, 'DES_res[2].E_PV_used[249,6]') | 0.016188
(249, 7, 'DES_res[2].E_PV_used[249,7]') | 0.07626
(249, 8, 'DES_res[2].E_PV_used[249,8]') | 0.0752
(249, 9, 'DES_res[2].E_PV_used[249,9]') | 0.07626
(249, 10, 'DES_res[2].E_PV_used[249,10]') | 0.0768
(249, 11, 'DES_res[2].E_PV_used[249,11]') | 0.14088
(249, 12, 'DES_res[2].E_PV_used[249,12]') | 0.31902
(249, 13, 'DES_res[2].E_PV_used[249,13]') | 0.11808
(249, 14, 'DES_res[2].E_PV_used[249,14]') | 0.0392
(249, 15, 'DES_res[2].E_PV_used[249,15]') | 0.07626
(249, 16, 'DES_res[2].E_PV_used[249,16]') | 0.05416
(249, 17, 'DES_res[2].E_PV_used[249,17]') | 0.86252
(249, 18, 'DES_res[2].E_PV_used[249,18]') | 0.38038
(249, 19, 'DES_res[2].E_PV_used[249,19]') | 0.19065
(249, 20, 'DES_res[2].E_PV_used[249,20]') | 0.23614
(249, 21, 'DES_res[2].E_PV_used[249,21]') | 0.031101
(249, 22, 'DES_res[2].E_PV_used[249,22]') | 0.00013315
(249, 23, 'DES_res[2].E_PV_used[249,23]') | 0
(249, 24, 'DES_res[2].E_PV_used[249,24]') | 0
(264, 1, 'DES_res[2].E_PV_used[264,1]') | 0
(264, 2, 'DES_res[2].E_PV_used[264,2]') | 0
(264, 3, 'DES_res[2].E_PV_used[264,3]') | 0
(264, 4, 'DES_res[2].E_PV_used[264,4]') | 0
(264, 5, 'DES_res[2].E_PV_used[264,5]') | 3.8043e-05
(264, 6, 'DES_res[2].E_PV_used[264,6]') | 0.016188
(264, 7, 'DES_res[2].E_PV_used[264,7]') | 0.15035
(264, 8, 'DES_res[2].E_PV_used[264,8]') | 0.14184
(264, 9, 'DES_res[2].E_PV_used[264,9]') | 0.10974
(264, 10, 'DES_res[2].E_PV_used[264,10]') | 0.17854
(264, 11, 'DES_res[2].E_PV_used[264,11]') | 0.0416
(264, 12, 'DES_res[2].E_PV_used[264,12]') | 0.22478
(264, 13, 'DES_res[2].E_PV_used[264,13]') | 0.14232
(264, 14, 'DES_res[2].E_PV_used[264,14]') | 0.10608
(264, 15, 'DES_res[2].E_PV_used[264,15]') | 0.15682
(264, 16, 'DES_res[2].E_PV_used[264,16]') | 0.11876
(264, 17, 'DES_res[2].E_PV_used[264,17]') | 0.15342
(264, 18, 'DES_res[2].E_PV_used[264,18]') | 0.24955
(264, 19, 'DES_res[2].E_PV_used[264,19]') | 0.26559
(264, 20, 'DES_res[2].E_PV_used[264,20]') | 0.14523
(264, 21, 'DES_res[2].E_PV_used[264,21]') | 0.031101
(264, 22, 'DES_res[2].E_PV_used[264,22]') | 0.00013315
(264, 23, 'DES_res[2].E_PV_used[264,23]') | 0
(264, 24, 'DES_res[2].E_PV_used[264,24]') | 0

## Q
variable value
(34, 1, 'RESU6.5', 'DES_res[2].Q[34,1,RESU6.5]') | 1
(34, 1, 'RESU3.3', 'DES_res[2].Q[34,1,RESU3.3]') | 1
(34, 1, 'TP2', 'DES_res[2].Q[34,1,TP2]') | 1
(34, 2, 'RESU6.5', 'DES_res[2].Q[34,2,RESU6.5]') | 1
(34, 2, 'RESU3.3', 'DES_res[2].Q[34,2,RESU3.3]') | 1
(34, 2, 'TP2', 'DES_res[2].Q[34,2,TP2]') | 1
(34, 3, 'RESU6.5', 'DES_res[2].Q[34,3,RESU6.5]') | 1
(34, 3, 'RESU3.3', 'DES_res[2].Q[34,3,RESU3.3]') | 1
(34, 3, 'TP2', 'DES_res[2].Q[34,3,TP2]') | 1
(34, 4, 'RESU6.5', 'DES_res[2].Q[34,4,RESU6.5]') | 1
(34, 4, 'RESU3.3', 'DES_res[2].Q[34,4,RESU3.3]') | 1
(34, 4, 'TP2', 'DES_res[2].Q[34,4,TP2]') | 1
(34, 5, 'RESU6.5', 'DES_res[2].Q[34,5,RESU6.5]') | 1
(34, 5, 'RESU3.3', 'DES_res[2].Q[34,5,RESU3.3]') | 1
(34, 5, 'TP2', 'DES_res[2].Q[34,5,TP2]') | 1
(34, 6, 'RESU6.5', 'DES_res[2].Q[34,6,RESU6.5]') | 1
(34, 6, 'RESU3.3', 'DES_res[2].Q[34,6,RESU3.3]') | 1
(34, 6, 'TP2', 'DES_res[2].Q[34,6,TP2]') | 1
(34, 7, 'RESU6.5', 'DES_res[2].Q[34,7,RESU6.5]') | 1
(34, 7, 'RESU3.3', 'DES_res[2].Q[34,7,RESU3.3]') | 1
(34, 7, 'TP2', 'DES_res[2].Q[34,7,TP2]') | 1
(34, 8, 'RESU6.5', 'DES_res[2].Q[34,8,RESU6.5]') | 1
(34, 8, 'RESU3.3', 'DES_res[2].Q[34,8,RESU3.3]') | 1
(34, 8, 'TP2', 'DES_res[2].Q[34,8,TP2]') | 1
(34, 9, 'RESU6.5', 'DES_res[2].Q[34,9,RESU6.5]') | 1
(34, 9, 'RESU3.3', 'DES_res[2].Q[34,9,RESU3.3]') | 1
(34, 9, 'TP2', 'DES_res[2].Q[34,9,TP2]') | 1
(34, 10, 'RESU6.5', 'DES_res[2].Q[34,10,RESU6.5]') | 1
(34, 10, 'RESU3.3', 'DES_res[2].Q[34,10,RESU3.3]') | 1
(34, 10, 'TP2', 'DES_res[2].Q[34,10,TP2]') | 1
(34, 11, 'RESU6.5', 'DES_res[2].Q[34,11,RESU6.5]') | 1
(34, 11, 'RESU3.3', 'DES_res[2].Q[34,11,RESU3.3]') | 1
(34, 11, 'TP2', 'DES_res[2].Q[34,11,TP2]') | 1
(34, 12, 'RESU6.5', 'DES_res[2].Q[34,12,RESU6.5]') | 1
(34, 12, 'RESU3.3', 'DES_res[2].Q[34,12,RESU3.3]') | 1
(34, 12, 'TP2', 'DES_res[2].Q[34,12,TP2]') | 1
(34, 13, 'RESU6.5', 'DES_res[2].Q[34,13,RESU6.5]') | 1
(34, 13, 'RESU3.3', 'DES_res[2].Q[34,13,RESU3.3]') | 1
(34, 13, 'TP2', 'DES_res[2].Q[34,13,TP2]') | 1
(34, 14, 'RESU6.5', 'DES_res[2].Q[34,14,RESU6.5]') | 1
(34, 14, 'RESU3.3', 'DES_res[2].Q[34,14,RESU3.3]') | 1
(34, 14, 'TP2', 'DES_res[2].Q[34,14,TP2]') | 1
(34, 15, 'RESU6.5', 'DES_res[2].Q[34,15,RESU6.5]') | 1
(34, 15, 'RESU3.3', 'DES_res[2].Q[34,15,RESU3.3]') | 1
(34, 15, 'TP2', 'DES_res[2].Q[34,15,TP2]') | 1
(34, 16, 'RESU6.5', 'DES_res[2].Q[34,16,RESU6.5]') | 1
(34, 16, 'RESU3.3', 'DES_res[2].Q[34,16,RESU3.3]') | 1
(34, 16, 'TP2', 'DES_res[2].Q[34,16,TP2]') | 1
(34, 17, 'RESU6.5', 'DES_res[2].Q[34,17,RESU6.5]') | 1
(34, 17, 'RESU3.3', 'DES_res[2].Q[34,17,RESU3.3]') | 1
(34, 17, 'TP2', 'DES_res[2].Q[34,17,TP2]') | 1
(34, 18, 'RESU6.5', 'DES_res[2].Q[34,18,RESU6.5]') | 1
(34, 18, 'RESU3.3', 'DES_res[2].Q[34,18,RESU3.3]') | 1
(34, 18, 'TP2', 'DES_res[2].Q[34,18,TP2]') | 1
(34, 19, 'RESU6.5', 'DES_res[2].Q[34,19,RESU6.5]') | 1
(34, 19, 'RESU3.3', 'DES_res[2].Q[34,19,RESU3.3]') | 1
(34, 19, 'TP2', 'DES_res[2].Q[34,19,TP2]') | 1
(34, 20, 'RESU6.5', 'DES_res[2].Q[34,20,RESU6.5]') | 1
(34, 20, 'RESU3.3', 'DES_res[2].Q[34,20,RESU3.3]') | 1
(34, 20, 'TP2', 'DES_res[2].Q[34,20,TP2]') | 1
(34, 21, 'RESU6.5', 'DES_res[2].Q[34,21,RESU6.5]') | 1
(34, 21, 'RESU3.3', 'DES_res[2].Q[34,21,RESU3.3]') | 1
(34, 21, 'TP2', 'DES_res[2].Q[34,21,TP2]') | 1
(34, 22, 'RESU6.5', 'DES_res[2].Q[34,22,RESU6.5]') | 1
(34, 22, 'RESU3.3', 'DES_res[2].Q[34,22,RESU3.3]') | 1
(34, 22, 'TP2', 'DES_res[2].Q[34,22,TP2]') | 1
(34, 23, 'RESU6.5', 'DES_res[2].Q[34,23,RESU6.5]') | 1
(34, 23, 'RESU3.3', 'DES_res[2].Q[34,23,RESU3.3]') | 1
(34, 23, 'TP2', 'DES_res[2].Q[34,23,TP2]') | 1
(34, 24, 'RESU6.5', 'DES_res[2].Q[34,24,RESU6.5]') | 1
(34, 24, 'RESU3.3', 'DES_res[2].Q[34,24,RESU3.3]') | 1
(34, 24, 'TP2', 'DES_res[2].Q[34,24,TP2]') | 1
(47, 1, 'RESU6.5', 'DES_res[2].Q[47,1,RESU6.5]') | 1
(47, 1, 'RESU3.3', 'DES_res[2].Q[47,1,RESU3.3]') | 1
(47, 1, 'TP2', 'DES_res[2].Q[47,1,TP2]') | 1
(47, 2, 'RESU6.5', 'DES_res[2].Q[47,2,RESU6.5]') | 1
(47, 2, 'RESU3.3', 'DES_res[2].Q[47,2,RESU3.3]') | 1
(47, 2, 'TP2', 'DES_res[2].Q[47,2,TP2]') | 1
(47, 3, 'RESU6.5', 'DES_res[2].Q[47,3,RESU6.5]') | 1
(47, 3, 'RESU3.3', 'DES_res[2].Q[47,3,RESU3.3]') | 1
(47, 3, 'TP2', 'DES_res[2].Q[47,3,TP2]') | 1
(47, 4, 'RESU6.5', 'DES_res[2].Q[47,4,RESU6.5]') | 1
(47, 4, 'RESU3.3', 'DES_res[2].Q[47,4,RESU3.3]') | 1
(47, 4, 'TP2', 'DES_res[2].Q[47,4,TP2]') | 1
(47, 5, 'RESU6.5', 'DES_res[2].Q[47,5,RESU6.5]') | 1
(47, 5, 'RESU3.3', 'DES_res[2].Q[47,5,RESU3.3]') | 1
(47, 5, 'TP2', 'DES_res[2].Q[47,5,TP2]') | 1
(47, 6, 'RESU6.5', 'DES_res[2].Q[47,6,RESU6.5]') | 1
(47, 6, 'RESU3.3', 'DES_res[2].Q[47,6,RESU3.3]') | 1
(47, 6, 'TP2', 'DES_res[2].Q[47,6,TP2]') | 1
(47, 7, 'RESU6.5', 'DES_res[2].Q[47,7,RESU6.5]') | 1
(47, 7, 'RESU3.3', 'DES_res[2].Q[47,7,RESU3.3]') | 1
(47, 7, 'TP2', 'DES_res[2].Q[47,7,TP2]') | 1
(47, 8, 'RESU6.5', 'DES_res[2].Q[47,8,RESU6.5]') | 1
(47, 8, 'RESU3.3', 'DES_res[2].Q[47,8,RESU3.3]') | 1
(47, 8, 'TP2', 'DES_res[2].Q[47,8,TP2]') | 1
(47, 9, 'RESU6.5', 'DES_res[2].Q[47,9,RESU6.5]') | 1
(47, 9, 'RESU3.3', 'DES_res[2].Q[47,9,RESU3.3]') | 1
(47, 9, 'TP2', 'DES_res[2].Q[47,9,TP2]') | 1
(47, 10, 'RESU6.5', 'DES_res[2].Q[47,10,RESU6.5]') | 1
(47, 10, 'RESU3.3', 'DES_res[2].Q[47,10,RESU3.3]') | 1
(47, 10, 'TP2', 'DES_res[2].Q[47,10,TP2]') | 1
(47, 11, 'RESU6.5', 'DES_res[2].Q[47,11,RESU6.5]') | 1
(47, 11, 'RESU3.3', 'DES_res[2].Q[47,11,RESU3.3]') | 1
(47, 11, 'TP2', 'DES_res[2].Q[47,11,TP2]') | 1
(47, 12, 'RESU6.5', 'DES_res[2].Q[47,12,RESU6.5]') | 1
(47, 12, 'RESU3.3', 'DES_res[2].Q[47,12,RESU3.3]') | 1
(47, 12, 'TP2', 'DES_res[2].Q[47,12,TP2]') | 1
(47, 13, 'RESU6.5', 'DES_res[2].Q[47,13,RESU6.5]') | 1
(47, 13, 'RESU3.3', 'DES_res[2].Q[47,13,RESU3.3]') | 1
(47, 13, 'TP2', 'DES_res[2].Q[47,13,TP2]') | 1
(47, 14, 'RESU6.5', 'DES_res[2].Q[47,14,RESU6.5]') | 1
(47, 14, 'RESU3.3', 'DES_res[2].Q[47,14,RESU3.3]') | 1
(47, 14, 'TP2', 'DES_res[2].Q[47,14,TP2]') | 1
(47, 15, 'RESU6.5', 'DES_res[2].Q[47,15,RESU6.5]') | 1
(47, 15, 'RESU3.3', 'DES_res[2].Q[47,15,RESU3.3]') | 1
(47, 15, 'TP2', 'DES_res[2].Q[47,15,TP2]') | 1
(47, 16, 'RESU6.5', 'DES_res[2].Q[47,16,RESU6.5]') | 1
(47, 16, 'RESU3.3', 'DES_res[2].Q[47,16,RESU3.3]') | 1
(47, 16, 'TP2', 'DES_res[2].Q[47,16,TP2]') | 1
(47, 17, 'RESU6.5', 'DES_res[2].Q[47,17,RESU6.5]') | 1
(47, 17, 'RESU3.3', 'DES_res[2].Q[47,17,RESU3.3]') | 1
(47, 17, 'TP2', 'DES_res[2].Q[47,17,TP2]') | 1
(47, 18, 'RESU6.5', 'DES_res[2].Q[47,18,RESU6.5]') | 1
(47, 18, 'RESU3.3', 'DES_res[2].Q[47,18,RESU3.3]') | 1
(47, 18, 'TP2', 'DES_res[2].Q[47,18,TP2]') | 1
(47, 19, 'RESU6.5', 'DES_res[2].Q[47,19,RESU6.5]') | 1
(47, 19, 'RESU3.3', 'DES_res[2].Q[47,19,RESU3.3]') | 1
(47, 19, 'TP2', 'DES_res[2].Q[47,19,TP2]') | 1
(47, 20, 'RESU6.5', 'DES_res[2].Q[47,20,RESU6.5]') | 1
(47, 20, 'RESU3.3', 'DES_res[2].Q[47,20,RESU3.3]') | 1
(47, 20, 'TP2', 'DES_res[2].Q[47,20,TP2]') | 1
(47, 21, 'RESU6.5', 'DES_res[2].Q[47,21,RESU6.5]') | 1
(47, 21, 'RESU3.3', 'DES_res[2].Q[47,21,RESU3.3]') | 1
(47, 21, 'TP2', 'DES_res[2].Q[47,21,TP2]') | 1
(47, 22, 'RESU6.5', 'DES_res[2].Q[47,22,RESU6.5]') | 1
(47, 22, 'RESU3.3', 'DES_res[2].Q[47,22,RESU3.3]') | 1
(47, 22, 'TP2', 'DES_res[2].Q[47,22,TP2]') | 1
(47, 23, 'RESU6.5', 'DES_res[2].Q[47,23,RESU6.5]') | 1
(47, 23, 'RESU3.3', 'DES_res[2].Q[47,23,RESU3.3]') | 1
(47, 23, 'TP2', 'DES_res[2].Q[47,23,TP2]') | 1
(47, 24, 'RESU6.5', 'DES_res[2].Q[47,24,RESU6.5]') | 1
(47, 24, 'RESU3.3', 'DES_res[2].Q[47,24,RESU3.3]') | 1
(47, 24, 'TP2', 'DES_res[2].Q[47,24,TP2]') | 1
(70, 1, 'RESU6.5', 'DES_res[2].Q[70,1,RESU6.5]') | 1
(70, 1, 'RESU3.3', 'DES_res[2].Q[70,1,RESU3.3]') | 1
(70, 1, 'TP2', 'DES_res[2].Q[70,1,TP2]') | 1
(70, 2, 'RESU6.5', 'DES_res[2].Q[70,2,RESU6.5]') | 1
(70, 2, 'RESU3.3', 'DES_res[2].Q[70,2,RESU3.3]') | 1
(70, 2, 'TP2', 'DES_res[2].Q[70,2,TP2]') | 1
(70, 3, 'RESU6.5', 'DES_res[2].Q[70,3,RESU6.5]') | 1
(70, 3, 'RESU3.3', 'DES_res[2].Q[70,3,RESU3.3]') | 1
(70, 3, 'TP2', 'DES_res[2].Q[70,3,TP2]') | 1
(70, 4, 'RESU6.5', 'DES_res[2].Q[70,4,RESU6.5]') | 1
(70, 4, 'RESU3.3', 'DES_res[2].Q[70,4,RESU3.3]') | 1
(70, 4, 'TP2', 'DES_res[2].Q[70,4,TP2]') | 1
(70, 5, 'RESU6.5', 'DES_res[2].Q[70,5,RESU6.5]') | 1
(70, 5, 'RESU3.3', 'DES_res[2].Q[70,5,RESU3.3]') | 1
(70, 5, 'TP2', 'DES_res[2].Q[70,5,TP2]') | 1
(70, 6, 'RESU6.5', 'DES_res[2].Q[70,6,RESU6.5]') | 1
(70, 6, 'RESU3.3', 'DES_res[2].Q[70,6,RESU3.3]') | 1
(70, 6, 'TP2', 'DES_res[2].Q[70,6,TP2]') | 1
(70, 7, 'RESU6.5', 'DES_res[2].Q[70,7,RESU6.5]') | 1
(70, 7, 'RESU3.3', 'DES_res[2].Q[70,7,RESU3.3]') | 1
(70, 7, 'TP2', 'DES_res[2].Q[70,7,TP2]') | 1
(70, 8, 'RESU6.5', 'DES_res[2].Q[70,8,RESU6.5]') | 1
(70, 8, 'RESU3.3', 'DES_res[2].Q[70,8,RESU3.3]') | 1
(70, 8, 'TP2', 'DES_res[2].Q[70,8,TP2]') | 1
(70, 9, 'RESU6.5', 'DES_res[2].Q[70,9,RESU6.5]') | 1
(70, 9, 'RESU3.3', 'DES_res[2].Q[70,9,RESU3.3]') | 1
(70, 9, 'TP2', 'DES_res[2].Q[70,9,TP2]') | 1
(70, 10, 'RESU6.5', 'DES_res[2].Q[70,10,RESU6.5]') | 1
(70, 10, 'RESU3.3', 'DES_res[2].Q[70,10,RESU3.3]') | 1
(70, 10, 'TP2', 'DES_res[2].Q[70,10,TP2]') | 1
(70, 11, 'RESU6.5', 'DES_res[2].Q[70,11,RESU6.5]') | 1
(70, 11, 'RESU3.3', 'DES_res[2].Q[70,11,RESU3.3]') | 1
(70, 11, 'TP2', 'DES_res[2].Q[70,11,TP2]') | 1
(70, 12, 'RESU6.5', 'DES_res[2].Q[70,12,RESU6.5]') | 1
(70, 12, 'RESU3.3', 'DES_res[2].Q[70,12,RESU3.3]') | 1
(70, 12, 'TP2', 'DES_res[2].Q[70,12,TP2]') | 1
(70, 13, 'RESU6.5', 'DES_res[2].Q[70,13,RESU6.5]') | 1
(70, 13, 'RESU3.3', 'DES_res[2].Q[70,13,RESU3.3]') | 1
(70, 13, 'TP2', 'DES_res[2].Q[70,13,TP2]') | 1
(70, 14, 'RESU6.5', 'DES_res[2].Q[70,14,RESU6.5]') | 1
(70, 14, 'RESU3.3', 'DES_res[2].Q[70,14,RESU3.3]') | 1
(70, 14, 'TP2', 'DES_res[2].Q[70,14,TP2]') | 1
(70, 15, 'RESU6.5', 'DES_res[2].Q[70,15,RESU6.5]') | 1
(70, 15, 'RESU3.3', 'DES_res[2].Q[70,15,RESU3.3]') | 1
(70, 15, 'TP2', 'DES_res[2].Q[70,15,TP2]') | 1
(70, 16, 'RESU6.5', 'DES_res[2].Q[70,16,RESU6.5]') | 1
(70, 16, 'RESU3.3', 'DES_res[2].Q[70,16,RESU3.3]') | 1
(70, 16, 'TP2', 'DES_res[2].Q[70,16,TP2]') | 1
(70, 17, 'RESU6.5', 'DES_res[2].Q[70,17,RESU6.5]') | 1
(70, 17, 'RESU3.3', 'DES_res[2].Q[70,17,RESU3.3]') | 1
(70, 17, 'TP2', 'DES_res[2].Q[70,17,TP2]') | 1
(70, 18, 'RESU6.5', 'DES_res[2].Q[70,18,RESU6.5]') | 1
(70, 18, 'RESU3.3', 'DES_res[2].Q[70,18,RESU3.3]') | 1
(70, 18, 'TP2', 'DES_res[2].Q[70,18,TP2]') | 1
(70, 19, 'RESU6.5', 'DES_res[2].Q[70,19,RESU6.5]') | 1
(70, 19, 'RESU3.3', 'DES_res[2].Q[70,19,RESU3.3]') | 1
(70, 19, 'TP2', 'DES_res[2].Q[70,19,TP2]') | 1
(70, 20, 'RESU6.5', 'DES_res[2].Q[70,20,RESU6.5]') | 1
(70, 20, 'RESU3.3', 'DES_res[2].Q[70,20,RESU3.3]') | 1
(70, 20, 'TP2', 'DES_res[2].Q[70,20,TP2]') | 1
(70, 21, 'RESU6.5', 'DES_res[2].Q[70,21,RESU6.5]') | 1
(70, 21, 'RESU3.3', 'DES_res[2].Q[70,21,RESU3.3]') | 1
(70, 21, 'TP2', 'DES_res[2].Q[70,21,TP2]') | 1
(70, 22, 'RESU6.5', 'DES_res[2].Q[70,22,RESU6.5]') | 1
(70, 22, 'RESU3.3', 'DES_res[2].Q[70,22,RESU3.3]') | 1
(70, 22, 'TP2', 'DES_res[2].Q[70,22,TP2]') | 1
(70, 23, 'RESU6.5', 'DES_res[2].Q[70,23,RESU6.5]') | 1
(70, 23, 'RESU3.3', 'DES_res[2].Q[70,23,RESU3.3]') | 1
(70, 23, 'TP2', 'DES_res[2].Q[70,23,TP2]') | 1
(70, 24, 'RESU6.5', 'DES_res[2].Q[70,24,RESU6.5]') | 1
(70, 24, 'RESU3.3', 'DES_res[2].Q[70,24,RESU3.3]') | 1
(70, 24, 'TP2', 'DES_res[2].Q[70,24,TP2]') | 1
(73, 1, 'RESU6.5', 'DES_res[2].Q[73,1,RESU6.5]') | 1
(73, 1, 'RESU3.3', 'DES_res[2].Q[73,1,RESU3.3]') | 1
(73, 1, 'TP2', 'DES_res[2].Q[73,1,TP2]') | 1
(73, 2, 'RESU6.5', 'DES_res[2].Q[73,2,RESU6.5]') | 1
(73, 2, 'RESU3.3', 'DES_res[2].Q[73,2,RESU3.3]') | 1
(73, 2, 'TP2', 'DES_res[2].Q[73,2,TP2]') | 1
(73, 3, 'RESU6.5', 'DES_res[2].Q[73,3,RESU6.5]') | 1
(73, 3, 'RESU3.3', 'DES_res[2].Q[73,3,RESU3.3]') | 1
(73, 3, 'TP2', 'DES_res[2].Q[73,3,TP2]') | 1
(73, 4, 'RESU6.5', 'DES_res[2].Q[73,4,RESU6.5]') | 1
(73, 4, 'RESU3.3', 'DES_res[2].Q[73,4,RESU3.3]') | 1
(73, 4, 'TP2', 'DES_res[2].Q[73,4,TP2]') | 1
(73, 5, 'RESU6.5', 'DES_res[2].Q[73,5,RESU6.5]') | 1
(73, 5, 'RESU3.3', 'DES_res[2].Q[73,5,RESU3.3]') | 1
(73, 5, 'TP2', 'DES_res[2].Q[73,5,TP2]') | 1
(73, 6, 'RESU6.5', 'DES_res[2].Q[73,6,RESU6.5]') | 1
(73, 6, 'RESU3.3', 'DES_res[2].Q[73,6,RESU3.3]') | 1
(73, 6, 'TP2', 'DES_res[2].Q[73,6,TP2]') | 1
(73, 7, 'RESU6.5', 'DES_res[2].Q[73,7,RESU6.5]') | 1
(73, 7, 'RESU3.3', 'DES_res[2].Q[73,7,RESU3.3]') | 1
(73, 7, 'TP2', 'DES_res[2].Q[73,7,TP2]') | 1
(73, 8, 'RESU6.5', 'DES_res[2].Q[73,8,RESU6.5]') | 1
(73, 8, 'RESU3.3', 'DES_res[2].Q[73,8,RESU3.3]') | 1
(73, 8, 'TP2', 'DES_res[2].Q[73,8,TP2]') | 1
(73, 9, 'RESU6.5', 'DES_res[2].Q[73,9,RESU6.5]') | 1
(73, 9, 'RESU3.3', 'DES_res[2].Q[73,9,RESU3.3]') | 1
(73, 9, 'TP2', 'DES_res[2].Q[73,9,TP2]') | 1
(73, 10, 'RESU6.5', 'DES_res[2].Q[73,10,RESU6.5]') | 1
(73, 10, 'RESU3.3', 'DES_res[2].Q[73,10,RESU3.3]') | 1
(73, 10, 'TP2', 'DES_res[2].Q[73,10,TP2]') | 1
(73, 11, 'RESU6.5', 'DES_res[2].Q[73,11,RESU6.5]') | 1
(73, 11, 'RESU3.3', 'DES_res[2].Q[73,11,RESU3.3]') | 1
(73, 11, 'TP2', 'DES_res[2].Q[73,11,TP2]') | 1
(73, 12, 'RESU6.5', 'DES_res[2].Q[73,12,RESU6.5]') | 1
(73, 12, 'RESU3.3', 'DES_res[2].Q[73,12,RESU3.3]') | 1
(73, 12, 'TP2', 'DES_res[2].Q[73,12,TP2]') | 1
(73, 13, 'RESU6.5', 'DES_res[2].Q[73,13,RESU6.5]') | 1
(73, 13, 'RESU3.3', 'DES_res[2].Q[73,13,RESU3.3]') | 1
(73, 13, 'TP2', 'DES_res[2].Q[73,13,TP2]') | 1
(73, 14, 'RESU6.5', 'DES_res[2].Q[73,14,RESU6.5]') | 1
(73, 14, 'RESU3.3', 'DES_res[2].Q[73,14,RESU3.3]') | 1
(73, 14, 'TP2', 'DES_res[2].Q[73,14,TP2]') | 1
(73, 15, 'RESU6.5', 'DES_res[2].Q[73,15,RESU6.5]') | 1
(73, 15, 'RESU3.3', 'DES_res[2].Q[73,15,RESU3.3]') | 1
(73, 15, 'TP2', 'DES_res[2].Q[73,15,TP2]') | 1
(73, 16, 'RESU6.5', 'DES_res[2].Q[73,16,RESU6.5]') | 1
(73, 16, 'RESU3.3', 'DES_res[2].Q[73,16,RESU3.3]') | 1
(73, 16, 'TP2', 'DES_res[2].Q[73,16,TP2]') | 1
(73, 17, 'RESU6.5', 'DES_res[2].Q[73,17,RESU6.5]') | 1
(73, 17, 'RESU3.3', 'DES_res[2].Q[73,17,RESU3.3]') | 1
(73, 17, 'TP2', 'DES_res[2].Q[73,17,TP2]') | 1
(73, 18, 'RESU6.5', 'DES_res[2].Q[73,18,RESU6.5]') | 1
(73, 18, 'RESU3.3', 'DES_res[2].Q[73,18,RESU3.3]') | 1
(73, 18, 'TP2', 'DES_res[2].Q[73,18,TP2]') | 1
(73, 19, 'RESU6.5', 'DES_res[2].Q[73,19,RESU6.5]') | 1
(73, 19, 'RESU3.3', 'DES_res[2].Q[73,19,RESU3.3]') | 1
(73, 19, 'TP2', 'DES_res[2].Q[73,19,TP2]') | 1
(73, 20, 'RESU6.5', 'DES_res[2].Q[73,20,RESU6.5]') | 1
(73, 20, 'RESU3.3', 'DES_res[2].Q[73,20,RESU3.3]') | 1
(73, 20, 'TP2', 'DES_res[2].Q[73,20,TP2]') | 1
(73, 21, 'RESU6.5', 'DES_res[2].Q[73,21,RESU6.5]') | 1
(73, 21, 'RESU3.3', 'DES_res[2].Q[73,21,RESU3.3]') | 1
(73, 21, 'TP2', 'DES_res[2].Q[73,21,TP2]') | 1
(73, 22, 'RESU6.5', 'DES_res[2].Q[73,22,RESU6.5]') | 1
(73, 22, 'RESU3.3', 'DES_res[2].Q[73,22,RESU3.3]') | 1
(73, 22, 'TP2', 'DES_res[2].Q[73,22,TP2]') | 1
(73, 23, 'RESU6.5', 'DES_res[2].Q[73,23,RESU6.5]') | 1
(73, 23, 'RESU3.3', 'DES_res[2].Q[73,23,RESU3.3]') | 1
(73, 23, 'TP2', 'DES_res[2].Q[73,23,TP2]') | 1
(73, 24, 'RESU6.5', 'DES_res[2].Q[73,24,RESU6.5]') | 1
(73, 24, 'RESU3.3', 'DES_res[2].Q[73,24,RESU3.3]') | 1
(73, 24, 'TP2', 'DES_res[2].Q[73,24,TP2]') | 1
(74, 1, 'RESU6.5', 'DES_res[2].Q[74,1,RESU6.5]') | 1
(74, 1, 'RESU3.3', 'DES_res[2].Q[74,1,RESU3.3]') | 1
(74, 1, 'TP2', 'DES_res[2].Q[74,1,TP2]') | 1
(74, 2, 'RESU6.5', 'DES_res[2].Q[74,2,RESU6.5]') | 1
(74, 2, 'RESU3.3', 'DES_res[2].Q[74,2,RESU3.3]') | 1
(74, 2, 'TP2', 'DES_res[2].Q[74,2,TP2]') | 1
(74, 3, 'RESU6.5', 'DES_res[2].Q[74,3,RESU6.5]') | 1
(74, 3, 'RESU3.3', 'DES_res[2].Q[74,3,RESU3.3]') | 1
(74, 3, 'TP2', 'DES_res[2].Q[74,3,TP2]') | 1
(74, 4, 'RESU6.5', 'DES_res[2].Q[74,4,RESU6.5]') | 1
(74, 4, 'RESU3.3', 'DES_res[2].Q[74,4,RESU3.3]') | 1
(74, 4, 'TP2', 'DES_res[2].Q[74,4,TP2]') | 1
(74, 5, 'RESU6.5', 'DES_res[2].Q[74,5,RESU6.5]') | 1
(74, 5, 'RESU3.3', 'DES_res[2].Q[74,5,RESU3.3]') | 1
(74, 5, 'TP2', 'DES_res[2].Q[74,5,TP2]') | 1
(74, 6, 'RESU6.5', 'DES_res[2].Q[74,6,RESU6.5]') | 1
(74, 6, 'RESU3.3', 'DES_res[2].Q[74,6,RESU3.3]') | 1
(74, 6, 'TP2', 'DES_res[2].Q[74,6,TP2]') | 1
(74, 7, 'RESU6.5', 'DES_res[2].Q[74,7,RESU6.5]') | 1
(74, 7, 'RESU3.3', 'DES_res[2].Q[74,7,RESU3.3]') | 1
(74, 7, 'TP2', 'DES_res[2].Q[74,7,TP2]') | 1
(74, 8, 'RESU6.5', 'DES_res[2].Q[74,8,RESU6.5]') | 1
(74, 8, 'RESU3.3', 'DES_res[2].Q[74,8,RESU3.3]') | 1
(74, 8, 'TP2', 'DES_res[2].Q[74,8,TP2]') | 1
(74, 9, 'RESU6.5', 'DES_res[2].Q[74,9,RESU6.5]') | 1
(74, 9, 'RESU3.3', 'DES_res[2].Q[74,9,RESU3.3]') | 1
(74, 9, 'TP2', 'DES_res[2].Q[74,9,TP2]') | 1
(74, 10, 'RESU6.5', 'DES_res[2].Q[74,10,RESU6.5]') | 1
(74, 10, 'RESU3.3', 'DES_res[2].Q[74,10,RESU3.3]') | 1
(74, 10, 'TP2', 'DES_res[2].Q[74,10,TP2]') | 1
(74, 11, 'RESU6.5', 'DES_res[2].Q[74,11,RESU6.5]') | 1
(74, 11, 'RESU3.3', 'DES_res[2].Q[74,11,RESU3.3]') | 1
(74, 11, 'TP2', 'DES_res[2].Q[74,11,TP2]') | 1
(74, 12, 'RESU6.5', 'DES_res[2].Q[74,12,RESU6.5]') | 1
(74, 12, 'RESU3.3', 'DES_res[2].Q[74,12,RESU3.3]') | 1
(74, 12, 'TP2', 'DES_res[2].Q[74,12,TP2]') | 1
(74, 13, 'RESU6.5', 'DES_res[2].Q[74,13,RESU6.5]') | 1
(74, 13, 'RESU3.3', 'DES_res[2].Q[74,13,RESU3.3]') | 1
(74, 13, 'TP2', 'DES_res[2].Q[74,13,TP2]') | 1
(74, 14, 'RESU6.5', 'DES_res[2].Q[74,14,RESU6.5]') | 1
(74, 14, 'RESU3.3', 'DES_res[2].Q[74,14,RESU3.3]') | 1
(74, 14, 'TP2', 'DES_res[2].Q[74,14,TP2]') | 1
(74, 15, 'RESU6.5', 'DES_res[2].Q[74,15,RESU6.5]') | 1
(74, 15, 'RESU3.3', 'DES_res[2].Q[74,15,RESU3.3]') | 1
(74, 15, 'TP2', 'DES_res[2].Q[74,15,TP2]') | 1
(74, 16, 'RESU6.5', 'DES_res[2].Q[74,16,RESU6.5]') | 1
(74, 16, 'RESU3.3', 'DES_res[2].Q[74,16,RESU3.3]') | 1
(74, 16, 'TP2', 'DES_res[2].Q[74,16,TP2]') | 1
(74, 17, 'RESU6.5', 'DES_res[2].Q[74,17,RESU6.5]') | 1
(74, 17, 'RESU3.3', 'DES_res[2].Q[74,17,RESU3.3]') | 1
(74, 17, 'TP2', 'DES_res[2].Q[74,17,TP2]') | 1
(74, 18, 'RESU6.5', 'DES_res[2].Q[74,18,RESU6.5]') | 1
(74, 18, 'RESU3.3', 'DES_res[2].Q[74,18,RESU3.3]') | 1
(74, 18, 'TP2', 'DES_res[2].Q[74,18,TP2]') | 1
(74, 19, 'RESU6.5', 'DES_res[2].Q[74,19,RESU6.5]') | 1
(74, 19, 'RESU3.3', 'DES_res[2].Q[74,19,RESU3.3]') | 1
(74, 19, 'TP2', 'DES_res[2].Q[74,19,TP2]') | 1
(74, 20, 'RESU6.5', 'DES_res[2].Q[74,20,RESU6.5]') | 1
(74, 20, 'RESU3.3', 'DES_res[2].Q[74,20,RESU3.3]') | 1
(74, 20, 'TP2', 'DES_res[2].Q[74,20,TP2]') | 1
(74, 21, 'RESU6.5', 'DES_res[2].Q[74,21,RESU6.5]') | 1
(74, 21, 'RESU3.3', 'DES_res[2].Q[74,21,RESU3.3]') | 1
(74, 21, 'TP2', 'DES_res[2].Q[74,21,TP2]') | 1
(74, 22, 'RESU6.5', 'DES_res[2].Q[74,22,RESU6.5]') | 1
(74, 22, 'RESU3.3', 'DES_res[2].Q[74,22,RESU3.3]') | 1
(74, 22, 'TP2', 'DES_res[2].Q[74,22,TP2]') | 1
(74, 23, 'RESU6.5', 'DES_res[2].Q[74,23,RESU6.5]') | 1
(74, 23, 'RESU3.3', 'DES_res[2].Q[74,23,RESU3.3]') | 1
(74, 23, 'TP2', 'DES_res[2].Q[74,23,TP2]') | 1
(74, 24, 'RESU6.5', 'DES_res[2].Q[74,24,RESU6.5]') | 1
(74, 24, 'RESU3.3', 'DES_res[2].Q[74,24,RESU3.3]') | 1
(74, 24, 'TP2', 'DES_res[2].Q[74,24,TP2]') | 1
(83, 1, 'RESU6.5', 'DES_res[2].Q[83,1,RESU6.5]') | 1
(83, 1, 'RESU3.3', 'DES_res[2].Q[83,1,RESU3.3]') | 1
(83, 1, 'TP2', 'DES_res[2].Q[83,1,TP2]') | 1
(83, 2, 'RESU6.5', 'DES_res[2].Q[83,2,RESU6.5]') | 1
(83, 2, 'RESU3.3', 'DES_res[2].Q[83,2,RESU3.3]') | 1
(83, 2, 'TP2', 'DES_res[2].Q[83,2,TP2]') | 1
(83, 3, 'RESU6.5', 'DES_res[2].Q[83,3,RESU6.5]') | 1
(83, 3, 'RESU3.3', 'DES_res[2].Q[83,3,RESU3.3]') | 1
(83, 3, 'TP2', 'DES_res[2].Q[83,3,TP2]') | 1
(83, 4, 'RESU6.5', 'DES_res[2].Q[83,4,RESU6.5]') | 1
(83, 4, 'RESU3.3', 'DES_res[2].Q[83,4,RESU3.3]') | 1
(83, 4, 'TP2', 'DES_res[2].Q[83,4,TP2]') | 1
(83, 5, 'RESU6.5', 'DES_res[2].Q[83,5,RESU6.5]') | 1
(83, 5, 'RESU3.3', 'DES_res[2].Q[83,5,RESU3.3]') | 1
(83, 5, 'TP2', 'DES_res[2].Q[83,5,TP2]') | 1
(83, 6, 'RESU6.5', 'DES_res[2].Q[83,6,RESU6.5]') | 1
(83, 6, 'RESU3.3', 'DES_res[2].Q[83,6,RESU3.3]') | 1
(83, 6, 'TP2', 'DES_res[2].Q[83,6,TP2]') | 1
(83, 7, 'RESU6.5', 'DES_res[2].Q[83,7,RESU6.5]') | 1
(83, 7, 'RESU3.3', 'DES_res[2].Q[83,7,RESU3.3]') | 1
(83, 7, 'TP2', 'DES_res[2].Q[83,7,TP2]') | 1
(83, 8, 'RESU6.5', 'DES_res[2].Q[83,8,RESU6.5]') | 1
(83, 8, 'RESU3.3', 'DES_res[2].Q[83,8,RESU3.3]') | 1
(83, 8, 'TP2', 'DES_res[2].Q[83,8,TP2]') | 1
(83, 9, 'RESU6.5', 'DES_res[2].Q[83,9,RESU6.5]') | 1
(83, 9, 'RESU3.3', 'DES_res[2].Q[83,9,RESU3.3]') | 1
(83, 9, 'TP2', 'DES_res[2].Q[83,9,TP2]') | 1
(83, 10, 'RESU6.5', 'DES_res[2].Q[83,10,RESU6.5]') | 1
(83, 10, 'RESU3.3', 'DES_res[2].Q[83,10,RESU3.3]') | 1
(83, 10, 'TP2', 'DES_res[2].Q[83,10,TP2]') | 1
(83, 11, 'RESU6.5', 'DES_res[2].Q[83,11,RESU6.5]') | 1
(83, 11, 'RESU3.3', 'DES_res[2].Q[83,11,RESU3.3]') | 1
(83, 11, 'TP2', 'DES_res[2].Q[83,11,TP2]') | 1
(83, 12, 'RESU6.5', 'DES_res[2].Q[83,12,RESU6.5]') | 1
(83, 12, 'RESU3.3', 'DES_res[2].Q[83,12,RESU3.3]') | 1
(83, 12, 'TP2', 'DES_res[2].Q[83,12,TP2]') | 1
(83, 13, 'RESU6.5', 'DES_res[2].Q[83,13,RESU6.5]') | 1
(83, 13, 'RESU3.3', 'DES_res[2].Q[83,13,RESU3.3]') | 1
(83, 13, 'TP2', 'DES_res[2].Q[83,13,TP2]') | 1
(83, 14, 'RESU6.5', 'DES_res[2].Q[83,14,RESU6.5]') | 1
(83, 14, 'RESU3.3', 'DES_res[2].Q[83,14,RESU3.3]') | 1
(83, 14, 'TP2', 'DES_res[2].Q[83,14,TP2]') | 1
(83, 15, 'RESU6.5', 'DES_res[2].Q[83,15,RESU6.5]') | 1
(83, 15, 'RESU3.3', 'DES_res[2].Q[83,15,RESU3.3]') | 1
(83, 15, 'TP2', 'DES_res[2].Q[83,15,TP2]') | 1
(83, 16, 'RESU6.5', 'DES_res[2].Q[83,16,RESU6.5]') | 1
(83, 16, 'RESU3.3', 'DES_res[2].Q[83,16,RESU3.3]') | 1
(83, 16, 'TP2', 'DES_res[2].Q[83,16,TP2]') | 1
(83, 17, 'RESU6.5', 'DES_res[2].Q[83,17,RESU6.5]') | 1
(83, 17, 'RESU3.3', 'DES_res[2].Q[83,17,RESU3.3]') | 1
(83, 17, 'TP2', 'DES_res[2].Q[83,17,TP2]') | 1
(83, 18, 'RESU6.5', 'DES_res[2].Q[83,18,RESU6.5]') | 1
(83, 18, 'RESU3.3', 'DES_res[2].Q[83,18,RESU3.3]') | 1
(83, 18, 'TP2', 'DES_res[2].Q[83,18,TP2]') | 1
(83, 19, 'RESU6.5', 'DES_res[2].Q[83,19,RESU6.5]') | 1
(83, 19, 'RESU3.3', 'DES_res[2].Q[83,19,RESU3.3]') | 1
(83, 19, 'TP2', 'DES_res[2].Q[83,19,TP2]') | 1
(83, 20, 'RESU6.5', 'DES_res[2].Q[83,20,RESU6.5]') | 1
(83, 20, 'RESU3.3', 'DES_res[2].Q[83,20,RESU3.3]') | 1
(83, 20, 'TP2', 'DES_res[2].Q[83,20,TP2]') | 1
(83, 21, 'RESU6.5', 'DES_res[2].Q[83,21,RESU6.5]') | 1
(83, 21, 'RESU3.3', 'DES_res[2].Q[83,21,RESU3.3]') | 1
(83, 21, 'TP2', 'DES_res[2].Q[83,21,TP2]') | 1
(83, 22, 'RESU6.5', 'DES_res[2].Q[83,22,RESU6.5]') | 1
(83, 22, 'RESU3.3', 'DES_res[2].Q[83,22,RESU3.3]') | 1
(83, 22, 'TP2', 'DES_res[2].Q[83,22,TP2]') | 1
(83, 23, 'RESU6.5', 'DES_res[2].Q[83,23,RESU6.5]') | 1
(83, 23, 'RESU3.3', 'DES_res[2].Q[83,23,RESU3.3]') | 1
(83, 23, 'TP2', 'DES_res[2].Q[83,23,TP2]') | 1
(83, 24, 'RESU6.5', 'DES_res[2].Q[83,24,RESU6.5]') | 1
(83, 24, 'RESU3.3', 'DES_res[2].Q[83,24,RESU3.3]') | 1
(83, 24, 'TP2', 'DES_res[2].Q[83,24,TP2]') | 1
(178, 1, 'RESU6.5', 'DES_res[2].Q[178,1,RESU6.5]') | 1
(178, 1, 'RESU3.3', 'DES_res[2].Q[178,1,RESU3.3]') | 1
(178, 1, 'TP2', 'DES_res[2].Q[178,1,TP2]') | 1
(178, 2, 'RESU6.5', 'DES_res[2].Q[178,2,RESU6.5]') | 1
(178, 2, 'RESU3.3', 'DES_res[2].Q[178,2,RESU3.3]') | 1
(178, 2, 'TP2', 'DES_res[2].Q[178,2,TP2]') | 1
(178, 3, 'RESU6.5', 'DES_res[2].Q[178,3,RESU6.5]') | 1
(178, 3, 'RESU3.3', 'DES_res[2].Q[178,3,RESU3.3]') | 1
(178, 3, 'TP2', 'DES_res[2].Q[178,3,TP2]') | 1
(178, 4, 'RESU6.5', 'DES_res[2].Q[178,4,RESU6.5]') | 1
(178, 4, 'RESU3.3', 'DES_res[2].Q[178,4,RESU3.3]') | 1
(178, 4, 'TP2', 'DES_res[2].Q[178,4,TP2]') | 1
(178, 5, 'RESU6.5', 'DES_res[2].Q[178,5,RESU6.5]') | 1
(178, 5, 'RESU3.3', 'DES_res[2].Q[178,5,RESU3.3]') | 1
(178, 5, 'TP2', 'DES_res[2].Q[178,5,TP2]') | 1
(178, 6, 'RESU6.5', 'DES_res[2].Q[178,6,RESU6.5]') | 1
(178, 6, 'RESU3.3', 'DES_res[2].Q[178,6,RESU3.3]') | 1
(178, 6, 'TP2', 'DES_res[2].Q[178,6,TP2]') | 1
(178, 7, 'RESU6.5', 'DES_res[2].Q[178,7,RESU6.5]') | 1
(178, 7, 'RESU3.3', 'DES_res[2].Q[178,7,RESU3.3]') | 1
(178, 7, 'TP2', 'DES_res[2].Q[178,7,TP2]') | 1
(178, 8, 'RESU6.5', 'DES_res[2].Q[178,8,RESU6.5]') | 1
(178, 8, 'RESU3.3', 'DES_res[2].Q[178,8,RESU3.3]') | 1
(178, 8, 'TP2', 'DES_res[2].Q[178,8,TP2]') | 1
(178, 9, 'RESU6.5', 'DES_res[2].Q[178,9,RESU6.5]') | 1
(178, 9, 'RESU3.3', 'DES_res[2].Q[178,9,RESU3.3]') | 1
(178, 9, 'TP2', 'DES_res[2].Q[178,9,TP2]') | 1
(178, 10, 'RESU6.5', 'DES_res[2].Q[178,10,RESU6.5]') | 1
(178, 10, 'RESU3.3', 'DES_res[2].Q[178,10,RESU3.3]') | 1
(178, 10, 'TP2', 'DES_res[2].Q[178,10,TP2]') | 1
(178, 11, 'RESU6.5', 'DES_res[2].Q[178,11,RESU6.5]') | 1
(178, 11, 'RESU3.3', 'DES_res[2].Q[178,11,RESU3.3]') | 1
(178, 11, 'TP2', 'DES_res[2].Q[178,11,TP2]') | 1
(178, 12, 'RESU6.5', 'DES_res[2].Q[178,12,RESU6.5]') | 1
(178, 12, 'RESU3.3', 'DES_res[2].Q[178,12,RESU3.3]') | 1
(178, 12, 'TP2', 'DES_res[2].Q[178,12,TP2]') | 1
(178, 13, 'RESU6.5', 'DES_res[2].Q[178,13,RESU6.5]') | 1
(178, 13, 'RESU3.3', 'DES_res[2].Q[178,13,RESU3.3]') | 1
(178, 13, 'TP2', 'DES_res[2].Q[178,13,TP2]') | 1
(178, 14, 'RESU6.5', 'DES_res[2].Q[178,14,RESU6.5]') | 1
(178, 14, 'RESU3.3', 'DES_res[2].Q[178,14,RESU3.3]') | 1
(178, 14, 'TP2', 'DES_res[2].Q[178,14,TP2]') | 1
(178, 15, 'RESU6.5', 'DES_res[2].Q[178,15,RESU6.5]') | 1
(178, 15, 'RESU3.3', 'DES_res[2].Q[178,15,RESU3.3]') | 1
(178, 15, 'TP2', 'DES_res[2].Q[178,15,TP2]') | 1
(178, 16, 'RESU6.5', 'DES_res[2].Q[178,16,RESU6.5]') | 1
(178, 16, 'RESU3.3', 'DES_res[2].Q[178,16,RESU3.3]') | 1
(178, 16, 'TP2', 'DES_res[2].Q[178,16,TP2]') | 1
(178, 17, 'RESU6.5', 'DES_res[2].Q[178,17,RESU6.5]') | 1
(178, 17, 'RESU3.3', 'DES_res[2].Q[178,17,RESU3.3]') | 1
(178, 17, 'TP2', 'DES_res[2].Q[178,17,TP2]') | 1
(178, 18, 'RESU6.5', 'DES_res[2].Q[178,18,RESU6.5]') | 1
(178, 18, 'RESU3.3', 'DES_res[2].Q[178,18,RESU3.3]') | 1
(178, 18, 'TP2', 'DES_res[2].Q[178,18,TP2]') | 1
(178, 19, 'RESU6.5', 'DES_res[2].Q[178,19,RESU6.5]') | 1
(178, 19, 'RESU3.3', 'DES_res[2].Q[178,19,RESU3.3]') | 1
(178, 19, 'TP2', 'DES_res[2].Q[178,19,TP2]') | 1
(178, 20, 'RESU6.5', 'DES_res[2].Q[178,20,RESU6.5]') | 1
(178, 20, 'RESU3.3', 'DES_res[2].Q[178,20,RESU3.3]') | 1
(178, 20, 'TP2', 'DES_res[2].Q[178,20,TP2]') | 1
(178, 21, 'RESU6.5', 'DES_res[2].Q[178,21,RESU6.5]') | 1
(178, 21, 'RESU3.3', 'DES_res[2].Q[178,21,RESU3.3]') | 1
(178, 21, 'TP2', 'DES_res[2].Q[178,21,TP2]') | 1
(178, 22, 'RESU6.5', 'DES_res[2].Q[178,22,RESU6.5]') | 1
(178, 22, 'RESU3.3', 'DES_res[2].Q[178,22,RESU3.3]') | 1
(178, 22, 'TP2', 'DES_res[2].Q[178,22,TP2]') | 1
(178, 23, 'RESU6.5', 'DES_res[2].Q[178,23,RESU6.5]') | 1
(178, 23, 'RESU3.3', 'DES_res[2].Q[178,23,RESU3.3]') | 1
(178, 23, 'TP2', 'DES_res[2].Q[178,23,TP2]') | 1
(178, 24, 'RESU6.5', 'DES_res[2].Q[178,24,RESU6.5]') | 1
(178, 24, 'RESU3.3', 'DES_res[2].Q[178,24,RESU3.3]') | 1
(178, 24, 'TP2', 'DES_res[2].Q[178,24,TP2]') | 1
(208, 1, 'RESU6.5', 'DES_res[2].Q[208,1,RESU6.5]') | 1
(208, 1, 'RESU3.3', 'DES_res[2].Q[208,1,RESU3.3]') | 1
(208, 1, 'TP2', 'DES_res[2].Q[208,1,TP2]') | 1
(208, 2, 'RESU6.5', 'DES_res[2].Q[208,2,RESU6.5]') | 1
(208, 2, 'RESU3.3', 'DES_res[2].Q[208,2,RESU3.3]') | 1
(208, 2, 'TP2', 'DES_res[2].Q[208,2,TP2]') | 1
(208, 3, 'RESU6.5', 'DES_res[2].Q[208,3,RESU6.5]') | 1
(208, 3, 'RESU3.3', 'DES_res[2].Q[208,3,RESU3.3]') | 1
(208, 3, 'TP2', 'DES_res[2].Q[208,3,TP2]') | 1
(208, 4, 'RESU6.5', 'DES_res[2].Q[208,4,RESU6.5]') | 1
(208, 4, 'RESU3.3', 'DES_res[2].Q[208,4,RESU3.3]') | 1
(208, 4, 'TP2', 'DES_res[2].Q[208,4,TP2]') | 1
(208, 5, 'RESU6.5', 'DES_res[2].Q[208,5,RESU6.5]') | 1
(208, 5, 'RESU3.3', 'DES_res[2].Q[208,5,RESU3.3]') | 1
(208, 5, 'TP2', 'DES_res[2].Q[208,5,TP2]') | 1
(208, 6, 'RESU6.5', 'DES_res[2].Q[208,6,RESU6.5]') | 1
(208, 6, 'RESU3.3', 'DES_res[2].Q[208,6,RESU3.3]') | 1
(208, 6, 'TP2', 'DES_res[2].Q[208,6,TP2]') | 1
(208, 7, 'RESU6.5', 'DES_res[2].Q[208,7,RESU6.5]') | 1
(208, 7, 'RESU3.3', 'DES_res[2].Q[208,7,RESU3.3]') | 1
(208, 7, 'TP2', 'DES_res[2].Q[208,7,TP2]') | 1
(208, 8, 'RESU6.5', 'DES_res[2].Q[208,8,RESU6.5]') | 1
(208, 8, 'RESU3.3', 'DES_res[2].Q[208,8,RESU3.3]') | 1
(208, 8, 'TP2', 'DES_res[2].Q[208,8,TP2]') | 1
(208, 9, 'RESU6.5', 'DES_res[2].Q[208,9,RESU6.5]') | 1
(208, 9, 'RESU3.3', 'DES_res[2].Q[208,9,RESU3.3]') | 1
(208, 9, 'TP2', 'DES_res[2].Q[208,9,TP2]') | 1
(208, 10, 'RESU6.5', 'DES_res[2].Q[208,10,RESU6.5]') | 1
(208, 10, 'RESU3.3', 'DES_res[2].Q[208,10,RESU3.3]') | 1
(208, 10, 'TP2', 'DES_res[2].Q[208,10,TP2]') | 1
(208, 11, 'RESU6.5', 'DES_res[2].Q[208,11,RESU6.5]') | 1
(208, 11, 'RESU3.3', 'DES_res[2].Q[208,11,RESU3.3]') | 1
(208, 11, 'TP2', 'DES_res[2].Q[208,11,TP2]') | 1
(208, 12, 'RESU6.5', 'DES_res[2].Q[208,12,RESU6.5]') | 1
(208, 12, 'RESU3.3', 'DES_res[2].Q[208,12,RESU3.3]') | 1
(208, 12, 'TP2', 'DES_res[2].Q[208,12,TP2]') | 1
(208, 13, 'RESU6.5', 'DES_res[2].Q[208,13,RESU6.5]') | 1
(208, 13, 'RESU3.3', 'DES_res[2].Q[208,13,RESU3.3]') | 1
(208, 13, 'TP2', 'DES_res[2].Q[208,13,TP2]') | 1
(208, 14, 'RESU6.5', 'DES_res[2].Q[208,14,RESU6.5]') | 1
(208, 14, 'RESU3.3', 'DES_res[2].Q[208,14,RESU3.3]') | 1
(208, 14, 'TP2', 'DES_res[2].Q[208,14,TP2]') | 1
(208, 15, 'RESU6.5', 'DES_res[2].Q[208,15,RESU6.5]') | 1
(208, 15, 'RESU3.3', 'DES_res[2].Q[208,15,RESU3.3]') | 1
(208, 15, 'TP2', 'DES_res[2].Q[208,15,TP2]') | 1
(208, 16, 'RESU6.5', 'DES_res[2].Q[208,16,RESU6.5]') | 1
(208, 16, 'RESU3.3', 'DES_res[2].Q[208,16,RESU3.3]') | 1
(208, 16, 'TP2', 'DES_res[2].Q[208,16,TP2]') | 1
(208, 17, 'RESU6.5', 'DES_res[2].Q[208,17,RESU6.5]') | 1
(208, 17, 'RESU3.3', 'DES_res[2].Q[208,17,RESU3.3]') | 1
(208, 17, 'TP2', 'DES_res[2].Q[208,17,TP2]') | 1
(208, 18, 'RESU6.5', 'DES_res[2].Q[208,18,RESU6.5]') | 1
(208, 18, 'RESU3.3', 'DES_res[2].Q[208,18,RESU3.3]') | 1
(208, 18, 'TP2', 'DES_res[2].Q[208,18,TP2]') | 1
(208, 19, 'RESU6.5', 'DES_res[2].Q[208,19,RESU6.5]') | 1
(208, 19, 'RESU3.3', 'DES_res[2].Q[208,19,RESU3.3]') | 1
(208, 19, 'TP2', 'DES_res[2].Q[208,19,TP2]') | 1
(208, 20, 'RESU6.5', 'DES_res[2].Q[208,20,RESU6.5]') | 1
(208, 20, 'RESU3.3', 'DES_res[2].Q[208,20,RESU3.3]') | 1
(208, 20, 'TP2', 'DES_res[2].Q[208,20,TP2]') | 1
(208, 21, 'RESU6.5', 'DES_res[2].Q[208,21,RESU6.5]') | 1
(208, 21, 'RESU3.3', 'DES_res[2].Q[208,21,RESU3.3]') | 1
(208, 21, 'TP2', 'DES_res[2].Q[208,21,TP2]') | 1
(208, 22, 'RESU6.5', 'DES_res[2].Q[208,22,RESU6.5]') | 1
(208, 22, 'RESU3.3', 'DES_res[2].Q[208,22,RESU3.3]') | 1
(208, 22, 'TP2', 'DES_res[2].Q[208,22,TP2]') | 1
(208, 23, 'RESU6.5', 'DES_res[2].Q[208,23,RESU6.5]') | 1
(208, 23, 'RESU3.3', 'DES_res[2].Q[208,23,RESU3.3]') | 1
(208, 23, 'TP2', 'DES_res[2].Q[208,23,TP2]') | 1
(208, 24, 'RESU6.5', 'DES_res[2].Q[208,24,RESU6.5]') | 1
(208, 24, 'RESU3.3', 'DES_res[2].Q[208,24,RESU3.3]') | 1
(208, 24, 'TP2', 'DES_res[2].Q[208,24,TP2]') | 1
(225, 1, 'RESU6.5', 'DES_res[2].Q[225,1,RESU6.5]') | 1
(225, 1, 'RESU3.3', 'DES_res[2].Q[225,1,RESU3.3]') | 1
(225, 1, 'TP2', 'DES_res[2].Q[225,1,TP2]') | 1
(225, 2, 'RESU6.5', 'DES_res[2].Q[225,2,RESU6.5]') | 1
(225, 2, 'RESU3.3', 'DES_res[2].Q[225,2,RESU3.3]') | 1
(225, 2, 'TP2', 'DES_res[2].Q[225,2,TP2]') | 1
(225, 3, 'RESU6.5', 'DES_res[2].Q[225,3,RESU6.5]') | 1
(225, 3, 'RESU3.3', 'DES_res[2].Q[225,3,RESU3.3]') | 1
(225, 3, 'TP2', 'DES_res[2].Q[225,3,TP2]') | 1
(225, 4, 'RESU6.5', 'DES_res[2].Q[225,4,RESU6.5]') | 1
(225, 4, 'RESU3.3', 'DES_res[2].Q[225,4,RESU3.3]') | 1
(225, 4, 'TP2', 'DES_res[2].Q[225,4,TP2]') | 1
(225, 5, 'RESU6.5', 'DES_res[2].Q[225,5,RESU6.5]') | 1
(225, 5, 'RESU3.3', 'DES_res[2].Q[225,5,RESU3.3]') | 1
(225, 5, 'TP2', 'DES_res[2].Q[225,5,TP2]') | 1
(225, 6, 'RESU6.5', 'DES_res[2].Q[225,6,RESU6.5]') | 1
(225, 6, 'RESU3.3', 'DES_res[2].Q[225,6,RESU3.3]') | 1
(225, 6, 'TP2', 'DES_res[2].Q[225,6,TP2]') | 1
(225, 7, 'RESU6.5', 'DES_res[2].Q[225,7,RESU6.5]') | 1
(225, 7, 'RESU3.3', 'DES_res[2].Q[225,7,RESU3.3]') | 1
(225, 7, 'TP2', 'DES_res[2].Q[225,7,TP2]') | 1
(225, 8, 'RESU6.5', 'DES_res[2].Q[225,8,RESU6.5]') | 1
(225, 8, 'RESU3.3', 'DES_res[2].Q[225,8,RESU3.3]') | 1
(225, 8, 'TP2', 'DES_res[2].Q[225,8,TP2]') | 1
(225, 9, 'RESU6.5', 'DES_res[2].Q[225,9,RESU6.5]') | 1
(225, 9, 'RESU3.3', 'DES_res[2].Q[225,9,RESU3.3]') | 1
(225, 9, 'TP2', 'DES_res[2].Q[225,9,TP2]') | 1
(225, 10, 'RESU6.5', 'DES_res[2].Q[225,10,RESU6.5]') | 1
(225, 10, 'RESU3.3', 'DES_res[2].Q[225,10,RESU3.3]') | 1
(225, 10, 'TP2', 'DES_res[2].Q[225,10,TP2]') | 1
(225, 11, 'RESU6.5', 'DES_res[2].Q[225,11,RESU6.5]') | 1
(225, 11, 'RESU3.3', 'DES_res[2].Q[225,11,RESU3.3]') | 1
(225, 11, 'TP2', 'DES_res[2].Q[225,11,TP2]') | 1
(225, 12, 'RESU6.5', 'DES_res[2].Q[225,12,RESU6.5]') | 1
(225, 12, 'RESU3.3', 'DES_res[2].Q[225,12,RESU3.3]') | 1
(225, 12, 'TP2', 'DES_res[2].Q[225,12,TP2]') | 1
(225, 13, 'RESU6.5', 'DES_res[2].Q[225,13,RESU6.5]') | 1
(225, 13, 'RESU3.3', 'DES_res[2].Q[225,13,RESU3.3]') | 1
(225, 13, 'TP2', 'DES_res[2].Q[225,13,TP2]') | 1
(225, 14, 'RESU6.5', 'DES_res[2].Q[225,14,RESU6.5]') | 1
(225, 14, 'RESU3.3', 'DES_res[2].Q[225,14,RESU3.3]') | 1
(225, 14, 'TP2', 'DES_res[2].Q[225,14,TP2]') | 1
(225, 15, 'RESU6.5', 'DES_res[2].Q[225,15,RESU6.5]') | 1
(225, 15, 'RESU3.3', 'DES_res[2].Q[225,15,RESU3.3]') | 1
(225, 15, 'TP2', 'DES_res[2].Q[225,15,TP2]') | 1
(225, 16, 'RESU6.5', 'DES_res[2].Q[225,16,RESU6.5]') | 1
(225, 16, 'RESU3.3', 'DES_res[2].Q[225,16,RESU3.3]') | 1
(225, 16, 'TP2', 'DES_res[2].Q[225,16,TP2]') | 1
(225, 17, 'RESU6.5', 'DES_res[2].Q[225,17,RESU6.5]') | 1
(225, 17, 'RESU3.3', 'DES_res[2].Q[225,17,RESU3.3]') | 1
(225, 17, 'TP2', 'DES_res[2].Q[225,17,TP2]') | 1
(225, 18, 'RESU6.5', 'DES_res[2].Q[225,18,RESU6.5]') | 1
(225, 18, 'RESU3.3', 'DES_res[2].Q[225,18,RESU3.3]') | 1
(225, 18, 'TP2', 'DES_res[2].Q[225,18,TP2]') | 1
(225, 19, 'RESU6.5', 'DES_res[2].Q[225,19,RESU6.5]') | 1
(225, 19, 'RESU3.3', 'DES_res[2].Q[225,19,RESU3.3]') | 1
(225, 19, 'TP2', 'DES_res[2].Q[225,19,TP2]') | 1
(225, 20, 'RESU6.5', 'DES_res[2].Q[225,20,RESU6.5]') | 1
(225, 20, 'RESU3.3', 'DES_res[2].Q[225,20,RESU3.3]') | 1
(225, 20, 'TP2', 'DES_res[2].Q[225,20,TP2]') | 1
(225, 21, 'RESU6.5', 'DES_res[2].Q[225,21,RESU6.5]') | 1
(225, 21, 'RESU3.3', 'DES_res[2].Q[225,21,RESU3.3]') | 1
(225, 21, 'TP2', 'DES_res[2].Q[225,21,TP2]') | 1
(225, 22, 'RESU6.5', 'DES_res[2].Q[225,22,RESU6.5]') | 1
(225, 22, 'RESU3.3', 'DES_res[2].Q[225,22,RESU3.3]') | 1
(225, 22, 'TP2', 'DES_res[2].Q[225,22,TP2]') | 1
(225, 23, 'RESU6.5', 'DES_res[2].Q[225,23,RESU6.5]') | 1
(225, 23, 'RESU3.3', 'DES_res[2].Q[225,23,RESU3.3]') | 1
(225, 23, 'TP2', 'DES_res[2].Q[225,23,TP2]') | 1
(225, 24, 'RESU6.5', 'DES_res[2].Q[225,24,RESU6.5]') | 1
(225, 24, 'RESU3.3', 'DES_res[2].Q[225,24,RESU3.3]') | 1
(225, 24, 'TP2', 'DES_res[2].Q[225,24,TP2]') | 1
(248, 1, 'RESU6.5', 'DES_res[2].Q[248,1,RESU6.5]') | 1
(248, 1, 'RESU3.3', 'DES_res[2].Q[248,1,RESU3.3]') | 1
(248, 1, 'TP2', 'DES_res[2].Q[248,1,TP2]') | 1
(248, 2, 'RESU6.5', 'DES_res[2].Q[248,2,RESU6.5]') | 1
(248, 2, 'RESU3.3', 'DES_res[2].Q[248,2,RESU3.3]') | 1
(248, 2, 'TP2', 'DES_res[2].Q[248,2,TP2]') | 1
(248, 3, 'RESU6.5', 'DES_res[2].Q[248,3,RESU6.5]') | 1
(248, 3, 'RESU3.3', 'DES_res[2].Q[248,3,RESU3.3]') | 1
(248, 3, 'TP2', 'DES_res[2].Q[248,3,TP2]') | 1
(248, 4, 'RESU6.5', 'DES_res[2].Q[248,4,RESU6.5]') | 1
(248, 4, 'RESU3.3', 'DES_res[2].Q[248,4,RESU3.3]') | 1
(248, 4, 'TP2', 'DES_res[2].Q[248,4,TP2]') | 1
(248, 5, 'RESU6.5', 'DES_res[2].Q[248,5,RESU6.5]') | 1
(248, 5, 'RESU3.3', 'DES_res[2].Q[248,5,RESU3.3]') | 1
(248, 5, 'TP2', 'DES_res[2].Q[248,5,TP2]') | 1
(248, 6, 'RESU6.5', 'DES_res[2].Q[248,6,RESU6.5]') | 1
(248, 6, 'RESU3.3', 'DES_res[2].Q[248,6,RESU3.3]') | 1
(248, 6, 'TP2', 'DES_res[2].Q[248,6,TP2]') | 1
(248, 7, 'RESU6.5', 'DES_res[2].Q[248,7,RESU6.5]') | 1
(248, 7, 'RESU3.3', 'DES_res[2].Q[248,7,RESU3.3]') | 1
(248, 7, 'TP2', 'DES_res[2].Q[248,7,TP2]') | 1
(248, 8, 'RESU6.5', 'DES_res[2].Q[248,8,RESU6.5]') | 1
(248, 8, 'RESU3.3', 'DES_res[2].Q[248,8,RESU3.3]') | 1
(248, 8, 'TP2', 'DES_res[2].Q[248,8,TP2]') | 1
(248, 9, 'RESU6.5', 'DES_res[2].Q[248,9,RESU6.5]') | 1
(248, 9, 'RESU3.3', 'DES_res[2].Q[248,9,RESU3.3]') | 1
(248, 9, 'TP2', 'DES_res[2].Q[248,9,TP2]') | 1
(248, 10, 'RESU6.5', 'DES_res[2].Q[248,10,RESU6.5]') | 1
(248, 10, 'RESU3.3', 'DES_res[2].Q[248,10,RESU3.3]') | 1
(248, 10, 'TP2', 'DES_res[2].Q[248,10,TP2]') | 1
(248, 11, 'RESU6.5', 'DES_res[2].Q[248,11,RESU6.5]') | 1
(248, 11, 'RESU3.3', 'DES_res[2].Q[248,11,RESU3.3]') | 1
(248, 11, 'TP2', 'DES_res[2].Q[248,11,TP2]') | 1
(248, 12, 'RESU6.5', 'DES_res[2].Q[248,12,RESU6.5]') | 1
(248, 12, 'RESU3.3', 'DES_res[2].Q[248,12,RESU3.3]') | 1
(248, 12, 'TP2', 'DES_res[2].Q[248,12,TP2]') | 1
(248, 13, 'RESU6.5', 'DES_res[2].Q[248,13,RESU6.5]') | 1
(248, 13, 'RESU3.3', 'DES_res[2].Q[248,13,RESU3.3]') | 1
(248, 13, 'TP2', 'DES_res[2].Q[248,13,TP2]') | 1
(248, 14, 'RESU6.5', 'DES_res[2].Q[248,14,RESU6.5]') | 1
(248, 14, 'RESU3.3', 'DES_res[2].Q[248,14,RESU3.3]') | 1
(248, 14, 'TP2', 'DES_res[2].Q[248,14,TP2]') | 1
(248, 15, 'RESU6.5', 'DES_res[2].Q[248,15,RESU6.5]') | 1
(248, 15, 'RESU3.3', 'DES_res[2].Q[248,15,RESU3.3]') | 1
(248, 15, 'TP2', 'DES_res[2].Q[248,15,TP2]') | 1
(248, 16, 'RESU6.5', 'DES_res[2].Q[248,16,RESU6.5]') | 1
(248, 16, 'RESU3.3', 'DES_res[2].Q[248,16,RESU3.3]') | 1
(248, 16, 'TP2', 'DES_res[2].Q[248,16,TP2]') | 1
(248, 17, 'RESU6.5', 'DES_res[2].Q[248,17,RESU6.5]') | 1
(248, 17, 'RESU3.3', 'DES_res[2].Q[248,17,RESU3.3]') | 1
(248, 17, 'TP2', 'DES_res[2].Q[248,17,TP2]') | 1
(248, 18, 'RESU6.5', 'DES_res[2].Q[248,18,RESU6.5]') | 1
(248, 18, 'RESU3.3', 'DES_res[2].Q[248,18,RESU3.3]') | 1
(248, 18, 'TP2', 'DES_res[2].Q[248,18,TP2]') | 1
(248, 19, 'RESU6.5', 'DES_res[2].Q[248,19,RESU6.5]') | 1
(248, 19, 'RESU3.3', 'DES_res[2].Q[248,19,RESU3.3]') | 1
(248, 19, 'TP2', 'DES_res[2].Q[248,19,TP2]') | 1
(248, 20, 'RESU6.5', 'DES_res[2].Q[248,20,RESU6.5]') | 1
(248, 20, 'RESU3.3', 'DES_res[2].Q[248,20,RESU3.3]') | 1
(248, 20, 'TP2', 'DES_res[2].Q[248,20,TP2]') | 1
(248, 21, 'RESU6.5', 'DES_res[2].Q[248,21,RESU6.5]') | 1
(248, 21, 'RESU3.3', 'DES_res[2].Q[248,21,RESU3.3]') | 1
(248, 21, 'TP2', 'DES_res[2].Q[248,21,TP2]') | 1
(248, 22, 'RESU6.5', 'DES_res[2].Q[248,22,RESU6.5]') | 1
(248, 22, 'RESU3.3', 'DES_res[2].Q[248,22,RESU3.3]') | 1
(248, 22, 'TP2', 'DES_res[2].Q[248,22,TP2]') | 1
(248, 23, 'RESU6.5', 'DES_res[2].Q[248,23,RESU6.5]') | 1
(248, 23, 'RESU3.3', 'DES_res[2].Q[248,23,RESU3.3]') | 1
(248, 23, 'TP2', 'DES_res[2].Q[248,23,TP2]') | 1
(248, 24, 'RESU6.5', 'DES_res[2].Q[248,24,RESU6.5]') | 1
(248, 24, 'RESU3.3', 'DES_res[2].Q[248,24,RESU3.3]') | 1
(248, 24, 'TP2', 'DES_res[2].Q[248,24,TP2]') | 1
(249, 1, 'RESU6.5', 'DES_res[2].Q[249,1,RESU6.5]') | 1
(249, 1, 'RESU3.3', 'DES_res[2].Q[249,1,RESU3.3]') | 1
(249, 1, 'TP2', 'DES_res[2].Q[249,1,TP2]') | 1
(249, 2, 'RESU6.5', 'DES_res[2].Q[249,2,RESU6.5]') | 1
(249, 2, 'RESU3.3', 'DES_res[2].Q[249,2,RESU3.3]') | 1
(249, 2, 'TP2', 'DES_res[2].Q[249,2,TP2]') | 1
(249, 3, 'RESU6.5', 'DES_res[2].Q[249,3,RESU6.5]') | 1
(249, 3, 'RESU3.3', 'DES_res[2].Q[249,3,RESU3.3]') | 1
(249, 3, 'TP2', 'DES_res[2].Q[249,3,TP2]') | 1
(249, 4, 'RESU6.5', 'DES_res[2].Q[249,4,RESU6.5]') | 1
(249, 4, 'RESU3.3', 'DES_res[2].Q[249,4,RESU3.3]') | 1
(249, 4, 'TP2', 'DES_res[2].Q[249,4,TP2]') | 1
(249, 5, 'RESU6.5', 'DES_res[2].Q[249,5,RESU6.5]') | 1
(249, 5, 'RESU3.3', 'DES_res[2].Q[249,5,RESU3.3]') | 1
(249, 5, 'TP2', 'DES_res[2].Q[249,5,TP2]') | 1
(249, 6, 'RESU6.5', 'DES_res[2].Q[249,6,RESU6.5]') | 1
(249, 6, 'RESU3.3', 'DES_res[2].Q[249,6,RESU3.3]') | 1
(249, 6, 'TP2', 'DES_res[2].Q[249,6,TP2]') | 1
(249, 7, 'RESU6.5', 'DES_res[2].Q[249,7,RESU6.5]') | 1
(249, 7, 'RESU3.3', 'DES_res[2].Q[249,7,RESU3.3]') | 1
(249, 7, 'TP2', 'DES_res[2].Q[249,7,TP2]') | 1
(249, 8, 'RESU6.5', 'DES_res[2].Q[249,8,RESU6.5]') | 1
(249, 8, 'RESU3.3', 'DES_res[2].Q[249,8,RESU3.3]') | 1
(249, 8, 'TP2', 'DES_res[2].Q[249,8,TP2]') | 1
(249, 9, 'RESU6.5', 'DES_res[2].Q[249,9,RESU6.5]') | 1
(249, 9, 'RESU3.3', 'DES_res[2].Q[249,9,RESU3.3]') | 1
(249, 9, 'TP2', 'DES_res[2].Q[249,9,TP2]') | 1
(249, 10, 'RESU6.5', 'DES_res[2].Q[249,10,RESU6.5]') | 1
(249, 10, 'RESU3.3', 'DES_res[2].Q[249,10,RESU3.3]') | 1
(249, 10, 'TP2', 'DES_res[2].Q[249,10,TP2]') | 1
(249, 11, 'RESU6.5', 'DES_res[2].Q[249,11,RESU6.5]') | 1
(249, 11, 'RESU3.3', 'DES_res[2].Q[249,11,RESU3.3]') | 1
(249, 11, 'TP2', 'DES_res[2].Q[249,11,TP2]') | 1
(249, 12, 'RESU6.5', 'DES_res[2].Q[249,12,RESU6.5]') | 1
(249, 12, 'RESU3.3', 'DES_res[2].Q[249,12,RESU3.3]') | 1
(249, 12, 'TP2', 'DES_res[2].Q[249,12,TP2]') | 1
(249, 13, 'RESU6.5', 'DES_res[2].Q[249,13,RESU6.5]') | 1
(249, 13, 'RESU3.3', 'DES_res[2].Q[249,13,RESU3.3]') | 1
(249, 13, 'TP2', 'DES_res[2].Q[249,13,TP2]') | 1
(249, 14, 'RESU6.5', 'DES_res[2].Q[249,14,RESU6.5]') | 1
(249, 14, 'RESU3.3', 'DES_res[2].Q[249,14,RESU3.3]') | 1
(249, 14, 'TP2', 'DES_res[2].Q[249,14,TP2]') | 1
(249, 15, 'RESU6.5', 'DES_res[2].Q[249,15,RESU6.5]') | 1
(249, 15, 'RESU3.3', 'DES_res[2].Q[249,15,RESU3.3]') | 1
(249, 15, 'TP2', 'DES_res[2].Q[249,15,TP2]') | 1
(249, 16, 'RESU6.5', 'DES_res[2].Q[249,16,RESU6.5]') | 1
(249, 16, 'RESU3.3', 'DES_res[2].Q[249,16,RESU3.3]') | 1
(249, 16, 'TP2', 'DES_res[2].Q[249,16,TP2]') | 1
(249, 17, 'RESU6.5', 'DES_res[2].Q[249,17,RESU6.5]') | 1
(249, 17, 'RESU3.3', 'DES_res[2].Q[249,17,RESU3.3]') | 1
(249, 17, 'TP2', 'DES_res[2].Q[249,17,TP2]') | 1
(249, 18, 'RESU6.5', 'DES_res[2].Q[249,18,RESU6.5]') | 1
(249, 18, 'RESU3.3', 'DES_res[2].Q[249,18,RESU3.3]') | 1
(249, 18, 'TP2', 'DES_res[2].Q[249,18,TP2]') | 1
(249, 19, 'RESU6.5', 'DES_res[2].Q[249,19,RESU6.5]') | 1
(249, 19, 'RESU3.3', 'DES_res[2].Q[249,19,RESU3.3]') | 1
(249, 19, 'TP2', 'DES_res[2].Q[249,19,TP2]') | 1
(249, 20, 'RESU6.5', 'DES_res[2].Q[249,20,RESU6.5]') | 1
(249, 20, 'RESU3.3', 'DES_res[2].Q[249,20,RESU3.3]') | 1
(249, 20, 'TP2', 'DES_res[2].Q[249,20,TP2]') | 1
(249, 21, 'RESU6.5', 'DES_res[2].Q[249,21,RESU6.5]') | 1
(249, 21, 'RESU3.3', 'DES_res[2].Q[249,21,RESU3.3]') | 1
(249, 21, 'TP2', 'DES_res[2].Q[249,21,TP2]') | 1
(249, 22, 'RESU6.5', 'DES_res[2].Q[249,22,RESU6.5]') | 1
(249, 22, 'RESU3.3', 'DES_res[2].Q[249,22,RESU3.3]') | 1
(249, 22, 'TP2', 'DES_res[2].Q[249,22,TP2]') | 1
(249, 23, 'RESU6.5', 'DES_res[2].Q[249,23,RESU6.5]') | 1
(249, 23, 'RESU3.3', 'DES_res[2].Q[249,23,RESU3.3]') | 1
(249, 23, 'TP2', 'DES_res[2].Q[249,23,TP2]') | 1
(249, 24, 'RESU6.5', 'DES_res[2].Q[249,24,RESU6.5]') | 1
(249, 24, 'RESU3.3', 'DES_res[2].Q[249,24,RESU3.3]') | 1
(249, 24, 'TP2', 'DES_res[2].Q[249,24,TP2]') | 1
(264, 1, 'RESU6.5', 'DES_res[2].Q[264,1,RESU6.5]') | 1
(264, 1, 'RESU3.3', 'DES_res[2].Q[264,1,RESU3.3]') | 1
(264, 1, 'TP2', 'DES_res[2].Q[264,1,TP2]') | 1
(264, 2, 'RESU6.5', 'DES_res[2].Q[264,2,RESU6.5]') | 1
(264, 2, 'RESU3.3', 'DES_res[2].Q[264,2,RESU3.3]') | 1
(264, 2, 'TP2', 'DES_res[2].Q[264,2,TP2]') | 1
(264, 3, 'RESU6.5', 'DES_res[2].Q[264,3,RESU6.5]') | 1
(264, 3, 'RESU3.3', 'DES_res[2].Q[264,3,RESU3.3]') | 1
(264, 3, 'TP2', 'DES_res[2].Q[264,3,TP2]') | 1
(264, 4, 'RESU6.5', 'DES_res[2].Q[264,4,RESU6.5]') | 1
(264, 4, 'RESU3.3', 'DES_res[2].Q[264,4,RESU3.3]') | 1
(264, 4, 'TP2', 'DES_res[2].Q[264,4,TP2]') | 1
(264, 5, 'RESU6.5', 'DES_res[2].Q[264,5,RESU6.5]') | 1
(264, 5, 'RESU3.3', 'DES_res[2].Q[264,5,RESU3.3]') | 1
(264, 5, 'TP2', 'DES_res[2].Q[264,5,TP2]') | 1
(264, 6, 'RESU6.5', 'DES_res[2].Q[264,6,RESU6.5]') | 1
(264, 6, 'RESU3.3', 'DES_res[2].Q[264,6,RESU3.3]') | 1
(264, 6, 'TP2', 'DES_res[2].Q[264,6,TP2]') | 1
(264, 7, 'RESU6.5', 'DES_res[2].Q[264,7,RESU6.5]') | 1
(264, 7, 'RESU3.3', 'DES_res[2].Q[264,7,RESU3.3]') | 1
(264, 7, 'TP2', 'DES_res[2].Q[264,7,TP2]') | 1
(264, 8, 'RESU6.5', 'DES_res[2].Q[264,8,RESU6.5]') | 1
(264, 8, 'RESU3.3', 'DES_res[2].Q[264,8,RESU3.3]') | 1
(264, 8, 'TP2', 'DES_res[2].Q[264,8,TP2]') | 1
(264, 9, 'RESU6.5', 'DES_res[2].Q[264,9,RESU6.5]') | 1
(264, 9, 'RESU3.3', 'DES_res[2].Q[264,9,RESU3.3]') | 1
(264, 9, 'TP2', 'DES_res[2].Q[264,9,TP2]') | 1
(264, 10, 'RESU6.5', 'DES_res[2].Q[264,10,RESU6.5]') | 1
(264, 10, 'RESU3.3', 'DES_res[2].Q[264,10,RESU3.3]') | 1
(264, 10, 'TP2', 'DES_res[2].Q[264,10,TP2]') | 1
(264, 11, 'RESU6.5', 'DES_res[2].Q[264,11,RESU6.5]') | 1
(264, 11, 'RESU3.3', 'DES_res[2].Q[264,11,RESU3.3]') | 1
(264, 11, 'TP2', 'DES_res[2].Q[264,11,TP2]') | 1
(264, 12, 'RESU6.5', 'DES_res[2].Q[264,12,RESU6.5]') | 1
(264, 12, 'RESU3.3', 'DES_res[2].Q[264,12,RESU3.3]') | 1
(264, 12, 'TP2', 'DES_res[2].Q[264,12,TP2]') | 1
(264, 13, 'RESU6.5', 'DES_res[2].Q[264,13,RESU6.5]') | 1
(264, 13, 'RESU3.3', 'DES_res[2].Q[264,13,RESU3.3]') | 1
(264, 13, 'TP2', 'DES_res[2].Q[264,13,TP2]') | 1
(264, 14, 'RESU6.5', 'DES_res[2].Q[264,14,RESU6.5]') | 1
(264, 14, 'RESU3.3', 'DES_res[2].Q[264,14,RESU3.3]') | 1
(264, 14, 'TP2', 'DES_res[2].Q[264,14,TP2]') | 1
(264, 15, 'RESU6.5', 'DES_res[2].Q[264,15,RESU6.5]') | 1
(264, 15, 'RESU3.3', 'DES_res[2].Q[264,15,RESU3.3]') | 1
(264, 15, 'TP2', 'DES_res[2].Q[264,15,TP2]') | 1
(264, 16, 'RESU6.5', 'DES_res[2].Q[264,16,RESU6.5]') | 1
(264, 16, 'RESU3.3', 'DES_res[2].Q[264,16,RESU3.3]') | 1
(264, 16, 'TP2', 'DES_res[2].Q[264,16,TP2]') | 1
(264, 17, 'RESU6.5', 'DES_res[2].Q[264,17,RESU6.5]') | 1
(264, 17, 'RESU3.3', 'DES_res[2].Q[264,17,RESU3.3]') | 1
(264, 17, 'TP2', 'DES_res[2].Q[264,17,TP2]') | 1
(264, 18, 'RESU6.5', 'DES_res[2].Q[264,18,RESU6.5]') | 1
(264, 18, 'RESU3.3', 'DES_res[2].Q[264,18,RESU3.3]') | 1
(264, 18, 'TP2', 'DES_res[2].Q[264,18,TP2]') | 1
(264, 19, 'RESU6.5', 'DES_res[2].Q[264,19,RESU6.5]') | 1
(264, 19, 'RESU3.3', 'DES_res[2].Q[264,19,RESU3.3]') | 1
(264, 19, 'TP2', 'DES_res[2].Q[264,19,TP2]') | 1
(264, 20, 'RESU6.5', 'DES_res[2].Q[264,20,RESU6.5]') | 1
(264, 20, 'RESU3.3', 'DES_res[2].Q[264,20,RESU3.3]') | 1
(264, 20, 'TP2', 'DES_res[2].Q[264,20,TP2]') | 1
(264, 21, 'RESU6.5', 'DES_res[2].Q[264,21,RESU6.5]') | 1
(264, 21, 'RESU3.3', 'DES_res[2].Q[264,21,RESU3.3]') | 1
(264, 21, 'TP2', 'DES_res[2].Q[264,21,TP2]') | 1
(264, 22, 'RESU6.5', 'DES_res[2].Q[264,22,RESU6.5]') | 1
(264, 22, 'RESU3.3', 'DES_res[2].Q[264,22,RESU3.3]') | 1
(264, 22, 'TP2', 'DES_res[2].Q[264,22,TP2]') | 1
(264, 23, 'RESU6.5', 'DES_res[2].Q[264,23,RESU6.5]') | 1
(264, 23, 'RESU3.3', 'DES_res[2].Q[264,23,RESU3.3]') | 1
(264, 23, 'TP2', 'DES_res[2].Q[264,23,TP2]') | 1
(264, 24, 'RESU6.5', 'DES_res[2].Q[264,24,RESU6.5]') | 1
(264, 24, 'RESU3.3', 'DES_res[2].Q[264,24,RESU3.3]') | 1
(264, 24, 'TP2', 'DES_res[2].Q[264,24,TP2]') | 1

## X
variable value
(34, 1, 'DES_res[2].X[34,1]') | 0
(34, 2, 'DES_res[2].X[34,2]') | 0
(34, 3, 'DES_res[2].X[34,3]') | 0
(34, 4, 'DES_res[2].X[34,4]') | 0
(34, 5, 'DES_res[2].X[34,5]') | 0
(34, 6, 'DES_res[2].X[34,6]') | 0
(34, 7, 'DES_res[2].X[34,7]') | 0
(34, 8, 'DES_res[2].X[34,8]') | 0
(34, 9, 'DES_res[2].X[34,9]') | 1
(34, 10, 'DES_res[2].X[34,10]') | 1
(34, 11, 'DES_res[2].X[34,11]') | 1
(34, 12, 'DES_res[2].X[34,12]') | 1
(34, 13, 'DES_res[2].X[34,13]') | 1
(34, 14, 'DES_res[2].X[34,14]') | 1
(34, 15, 'DES_res[2].X[34,15]') | 1
(34, 16, 'DES_res[2].X[34,16]') | 1
(34, 17, 'DES_res[2].X[34,17]') | 1
(34, 18, 'DES_res[2].X[34,18]') | 1
(34, 19, 'DES_res[2].X[34,19]') | 0
(34, 20, 'DES_res[2].X[34,20]') | 0
(34, 21, 'DES_res[2].X[34,21]') | 0
(34, 22, 'DES_res[2].X[34,22]') | 0
(34, 23, 'DES_res[2].X[34,23]') | 0
(34, 24, 'DES_res[2].X[34,24]') | 0
(47, 1, 'DES_res[2].X[47,1]') | 0
(47, 2, 'DES_res[2].X[47,2]') | 0
(47, 3, 'DES_res[2].X[47,3]') | 0
(47, 4, 'DES_res[2].X[47,4]') | 0
(47, 5, 'DES_res[2].X[47,5]') | 0
(47, 6, 'DES_res[2].X[47,6]') | 0
(47, 7, 'DES_res[2].X[47,7]') | 1
(47, 8, 'DES_res[2].X[47,8]') | 1
(47, 9, 'DES_res[2].X[47,9]') | 1
(47, 10, 'DES_res[2].X[47,10]') | 1
(47, 11, 'DES_res[2].X[47,11]') | 1
(47, 12, 'DES_res[2].X[47,12]') | 1
(47, 13, 'DES_res[2].X[47,13]') | 1
(47, 14, 'DES_res[2].X[47,14]') | 1
(47, 15, 'DES_res[2].X[47,15]') | 1
(47, 16, 'DES_res[2].X[47,16]') | 1
(47, 17, 'DES_res[2].X[47,17]') | 1
(47, 18, 'DES_res[2].X[47,18]') | 1
(47, 19, 'DES_res[2].X[47,19]') | 0
(47, 20, 'DES_res[2].X[47,20]') | 0
(47, 21, 'DES_res[2].X[47,21]') | 0
(47, 22, 'DES_res[2].X[47,22]') | 0
(47, 23, 'DES_res[2].X[47,23]') | 0
(47, 24, 'DES_res[2].X[47,24]') | 0
(70, 1, 'DES_res[2].X[70,1]') | 0
(70, 2, 'DES_res[2].X[70,2]') | 0
(70, 3, 'DES_res[2].X[70,3]') | 0
(70, 4, 'DES_res[2].X[70,4]') | 0
(70, 5, 'DES_res[2].X[70,5]') | 0
(70, 6, 'DES_res[2].X[70,6]') | 0
(70, 7, 'DES_res[2].X[70,7]') | 1
(70, 8, 'DES_res[2].X[70,8]') | 1
(70, 9, 'DES_res[2].X[70,9]') | 1
(70, 10, 'DES_res[2].X[70,10]') | 1
(70, 11, 'DES_res[2].X[70,11]') | 1
(70, 12, 'DES_res[2].X[70,12]') | 1
(70, 13, 'DES_res[2].X[70,13]') | 1
(70, 14, 'DES_res[2].X[70,14]') | 1
(70, 15, 'DES_res[2].X[70,15]') | 1
(70, 16, 'DES_res[2].X[70,16]') | 1
(70, 17, 'DES_res[2].X[70,17]') | 1
(70, 18, 'DES_res[2].X[70,18]') | 1
(70, 19, 'DES_res[2].X[70,19]') | 1
(70, 20, 'DES_res[2].X[70,20]') | 0
(70, 21, 'DES_res[2].X[70,21]') | 0
(70, 22, 'DES_res[2].X[70,22]') | 0
(70, 23, 'DES_res[2].X[70,23]') | 0
(70, 24, 'DES_res[2].X[70,24]') | 0
(73, 1, 'DES_res[2].X[73,1]') | 0
(73, 2, 'DES_res[2].X[73,2]') | 0
(73, 3, 'DES_res[2].X[73,3]') | 0
(73, 4, 'DES_res[2].X[73,4]') | 0
(73, 5, 'DES_res[2].X[73,5]') | 0
(73, 6, 'DES_res[2].X[73,6]') | 0
(73, 7, 'DES_res[2].X[73,7]') | 1
(73, 8, 'DES_res[2].X[73,8]') | 1
(73, 9, 'DES_res[2].X[73,9]') | 1
(73, 10, 'DES_res[2].X[73,10]') | 1
(73, 11, 'DES_res[2].X[73,11]') | 1
(73, 12, 'DES_res[2].X[73,12]') | 1
(73, 13, 'DES_res[2].X[73,13]') | 1
(73, 14, 'DES_res[2].X[73,14]') | 1
(73, 15, 'DES_res[2].X[73,15]') | 1
(73, 16, 'DES_res[2].X[73,16]') | 1
(73, 17, 'DES_res[2].X[73,17]') | 1
(73, 18, 'DES_res[2].X[73,18]') | 1
(73, 19, 'DES_res[2].X[73,19]') | 0
(73, 20, 'DES_res[2].X[73,20]') | 0
(73, 21, 'DES_res[2].X[73,21]') | 0
(73, 22, 'DES_res[2].X[73,22]') | 0
(73, 23, 'DES_res[2].X[73,23]') | 0
(73, 24, 'DES_res[2].X[73,24]') | 0
(74, 1, 'DES_res[2].X[74,1]') | 0
(74, 2, 'DES_res[2].X[74,2]') | 0
(74, 3, 'DES_res[2].X[74,3]') | 0
(74, 4, 'DES_res[2].X[74,4]') | 0
(74, 5, 'DES_res[2].X[74,5]') | 0
(74, 6, 'DES_res[2].X[74,6]') | 0
(74, 7, 'DES_res[2].X[74,7]') | 1
(74, 8, 'DES_res[2].X[74,8]') | 1
(74, 9, 'DES_res[2].X[74,9]') | 1
(74, 10, 'DES_res[2].X[74,10]') | 1
(74, 11, 'DES_res[2].X[74,11]') | 1
(74, 12, 'DES_res[2].X[74,12]') | 1
(74, 13, 'DES_res[2].X[74,13]') | 1
(74, 14, 'DES_res[2].X[74,14]') | 1
(74, 15, 'DES_res[2].X[74,15]') | 1
(74, 16, 'DES_res[2].X[74,16]') | 1
(74, 17, 'DES_res[2].X[74,17]') | 1
(74, 18, 'DES_res[2].X[74,18]') | 1
(74, 19, 'DES_res[2].X[74,19]') | 1
(74, 20, 'DES_res[2].X[74,20]') | 1
(74, 21, 'DES_res[2].X[74,21]') | 0
(74, 22, 'DES_res[2].X[74,22]') | 0
(74, 23, 'DES_res[2].X[74,23]') | 0
(74, 24, 'DES_res[2].X[74,24]') | 0
(83, 1, 'DES_res[2].X[83,1]') | 0
(83, 2, 'DES_res[2].X[83,2]') | 0
(83, 3, 'DES_res[2].X[83,3]') | 0
(83, 4, 'DES_res[2].X[83,4]') | 0
(83, 5, 'DES_res[2].X[83,5]') | 0
(83, 6, 'DES_res[2].X[83,6]') | 0
(83, 7, 'DES_res[2].X[83,7]') | 1
(83, 8, 'DES_res[2].X[83,8]') | 0
(83, 9, 'DES_res[2].X[83,9]') | 1
(83, 10, 'DES_res[2].X[83,10]') | 1
(83, 11, 'DES_res[2].X[83,11]') | 1
(83, 12, 'DES_res[2].X[83,12]') | 1
(83, 13, 'DES_res[2].X[83,13]') | 1
(83, 14, 'DES_res[2].X[83,14]') | 1
(83, 15, 'DES_res[2].X[83,15]') | 1
(83, 16, 'DES_res[2].X[83,16]') | 1
(83, 17, 'DES_res[2].X[83,17]') | 1
(83, 18, 'DES_res[2].X[83,18]') | 1
(83, 19, 'DES_res[2].X[83,19]') | 1
(83, 20, 'DES_res[2].X[83,20]') | 1
(83, 21, 'DES_res[2].X[83,21]') | 0
(83, 22, 'DES_res[2].X[83,22]') | 0
(83, 23, 'DES_res[2].X[83,23]') | 0
(83, 24, 'DES_res[2].X[83,24]') | 0
(178, 1, 'DES_res[2].X[178,1]') | 0
(178, 2, 'DES_res[2].X[178,2]') | 0
(178, 3, 'DES_res[2].X[178,3]') | 0
(178, 4, 'DES_res[2].X[178,4]') | 0
(178, 5, 'DES_res[2].X[178,5]') | 0
(178, 6, 'DES_res[2].X[178,6]') | 0
(178, 7, 'DES_res[2].X[178,7]') | 1
(178, 8, 'DES_res[2].X[178,8]') | 1
(178, 9, 'DES_res[2].X[178,9]') | 1
(178, 10, 'DES_res[2].X[178,10]') | 1
(178, 11, 'DES_res[2].X[178,11]') | 1
(178, 12, 'DES_res[2].X[178,12]') | 1
(178, 13, 'DES_res[2].X[178,13]') | 1
(178, 14, 'DES_res[2].X[178,14]') | 1
(178, 15, 'DES_res[2].X[178,15]') | 1
(178, 16, 'DES_res[2].X[178,16]') | 1
(178, 17, 'DES_res[2].X[178,17]') | 1
(178, 18, 'DES_res[2].X[178,18]') | 0
(178, 19, 'DES_res[2].X[178,19]') | 1
(178, 20, 'DES_res[2].X[178,20]') | 0
(178, 21, 'DES_res[2].X[178,21]') | 0
(178, 22, 'DES_res[2].X[178,22]') | 0
(178, 23, 'DES_res[2].X[178,23]') | 0
(178, 24, 'DES_res[2].X[178,24]') | 0
(208, 1, 'DES_res[2].X[208,1]') | 0
(208, 2, 'DES_res[2].X[208,2]') | 0
(208, 3, 'DES_res[2].X[208,3]') | 0
(208, 4, 'DES_res[2].X[208,4]') | 0
(208, 5, 'DES_res[2].X[208,5]') | 0
(208, 6, 'DES_res[2].X[208,6]') | 0
(208, 7, 'DES_res[2].X[208,7]') | 0
(208, 8, 'DES_res[2].X[208,8]') | 0
(208, 9, 'DES_res[2].X[208,9]') | 0
(208, 10, 'DES_res[2].X[208,10]') | 1
(208, 11, 'DES_res[2].X[208,11]') | 1
(208, 12, 'DES_res[2].X[208,12]') | 1
(208, 13, 'DES_res[2].X[208,13]') | 1
(208, 14, 'DES_res[2].X[208,14]') | 1
(208, 15, 'DES_res[2].X[208,15]') | 1
(208, 16, 'DES_res[2].X[208,16]') | 1
(208, 17, 'DES_res[2].X[208,17]') | 1
(208, 18, 'DES_res[2].X[208,18]') | 1
(208, 19, 'DES_res[2].X[208,19]') | 1
(208, 20, 'DES_res[2].X[208,20]') | 0
(208, 21, 'DES_res[2].X[208,21]') | 0
(208, 22, 'DES_res[2].X[208,22]') | 0
(208, 23, 'DES_res[2].X[208,23]') | 0
(208, 24, 'DES_res[2].X[208,24]') | 0
(225, 1, 'DES_res[2].X[225,1]') | 0
(225, 2, 'DES_res[2].X[225,2]') | 0
(225, 3, 'DES_res[2].X[225,3]') | 0
(225, 4, 'DES_res[2].X[225,4]') | 0
(225, 5, 'DES_res[2].X[225,5]') | 0
(225, 6, 'DES_res[2].X[225,6]') | 0
(225, 7, 'DES_res[2].X[225,7]') | 1
(225, 8, 'DES_res[2].X[225,8]') | 1
(225, 9, 'DES_res[2].X[225,9]') | 1
(225, 10, 'DES_res[2].X[225,10]') | 1
(225, 11, 'DES_res[2].X[225,11]') | 1
(225, 12, 'DES_res[2].X[225,12]') | 1
(225, 13, 'DES_res[2].X[225,13]') | 1
(225, 14, 'DES_res[2].X[225,14]') | 1
(225, 15, 'DES_res[2].X[225,15]') | 1
(225, 16, 'DES_res[2].X[225,16]') | 1
(225, 17, 'DES_res[2].X[225,17]') | 0
(225, 18, 'DES_res[2].X[225,18]') | 1
(225, 19, 'DES_res[2].X[225,19]') | 0
(225, 20, 'DES_res[2].X[225,20]') | 0
(225, 21, 'DES_res[2].X[225,21]') | 0
(225, 22, 'DES_res[2].X[225,22]') | 0
(225, 23, 'DES_res[2].X[225,23]') | 0
(225, 24, 'DES_res[2].X[225,24]') | 0
(248, 1, 'DES_res[2].X[248,1]') | 0
(248, 2, 'DES_res[2].X[248,2]') | 0
(248, 3, 'DES_res[2].X[248,3]') | 0
(248, 4, 'DES_res[2].X[248,4]') | 0
(248, 5, 'DES_res[2].X[248,5]') | 0
(248, 6, 'DES_res[2].X[248,6]') | 0
(248, 7, 'DES_res[2].X[248,7]') | 1
(248, 8, 'DES_res[2].X[248,8]') | 1
(248, 9, 'DES_res[2].X[248,9]') | 1
(248, 10, 'DES_res[2].X[248,10]') | 1
(248, 11, 'DES_res[2].X[248,11]') | 1
(248, 12, 'DES_res[2].X[248,12]') | 1
(248, 13, 'DES_res[2].X[248,13]') | 1
(248, 14, 'DES_res[2].X[248,14]') | 1
(248, 15, 'DES_res[2].X[248,15]') | 1
(248, 16, 'DES_res[2].X[248,16]') | 1
(248, 17, 'DES_res[2].X[248,17]') | 1
(248, 18, 'DES_res[2].X[248,18]') | 1
(248, 19, 'DES_res[2].X[248,19]') | 1
(248, 20, 'DES_res[2].X[248,20]') | 0
(248, 21, 'DES_res[2].X[248,21]') | 0
(248, 22, 'DES_res[2].X[248,22]') | 0
(248, 23, 'DES_res[2].X[248,23]') | 0
(248, 24, 'DES_res[2].X[248,24]') | 0
(249, 1, 'DES_res[2].X[249,1]') | 0
(249, 2, 'DES_res[2].X[249,2]') | 0
(249, 3, 'DES_res[2].X[249,3]') | 0
(249, 4, 'DES_res[2].X[249,4]') | 0
(249, 5, 'DES_res[2].X[249,5]') | 0
(249, 6, 'DES_res[2].X[249,6]') | 0
(249, 7, 'DES_res[2].X[249,7]') | 1
(249, 8, 'DES_res[2].X[249,8]') | 1
(249, 9, 'DES_res[2].X[249,9]') | 1
(249, 10, 'DES_res[2].X[249,10]') | 1
(249, 11, 'DES_res[2].X[249,11]') | 1
(249, 12, 'DES_res[2].X[249,12]') | 1
(249, 13, 'DES_res[2].X[249,13]') | 1
(249, 14, 'DES_res[2].X[249,14]') | 1
(249, 15, 'DES_res[2].X[249,15]') | 1
(249, 16, 'DES_res[2].X[249,16]') | 1
(249, 17, 'DES_res[2].X[249,17]') | 1
(249, 18, 'DES_res[2].X[249,18]') | 1
(249, 19, 'DES_res[2].X[249,19]') | 1
(249, 20, 'DES_res[2].X[249,20]') | 0
(249, 21, 'DES_res[2].X[249,21]') | 0
(249, 22, 'DES_res[2].X[249,22]') | 0
(249, 23, 'DES_res[2].X[249,23]') | 0
(249, 24, 'DES_res[2].X[249,24]') | 0
(264, 1, 'DES_res[2].X[264,1]') | 0
(264, 2, 'DES_res[2].X[264,2]') | 0
(264, 3, 'DES_res[2].X[264,3]') | 0
(264, 4, 'DES_res[2].X[264,4]') | 0
(264, 5, 'DES_res[2].X[264,5]') | 0
(264, 6, 'DES_res[2].X[264,6]') | 0
(264, 7, 'DES_res[2].X[264,7]') | 0
(264, 8, 'DES_res[2].X[264,8]') | 1
(264, 9, 'DES_res[2].X[264,9]') | 1
(264, 10, 'DES_res[2].X[264,10]') | 1
(264, 11, 'DES_res[2].X[264,11]') | 1
(264, 12, 'DES_res[2].X[264,12]') | 1
(264, 13, 'DES_res[2].X[264,13]') | 1
(264, 14, 'DES_res[2].X[264,14]') | 1
(264, 15, 'DES_res[2].X[264,15]') | 1
(264, 16, 'DES_res[2].X[264,16]') | 1
(264, 17, 'DES_res[2].X[264,17]') | 1
(264, 18, 'DES_res[2].X[264,18]') | 1
(264, 19, 'DES_res[2].X[264,19]') | 1
(264, 20, 'DES_res[2].X[264,20]') | 1
(264, 21, 'DES_res[2].X[264,21]') | 0
(264, 22, 'DES_res[2].X[264,22]') | 0
(264, 23, 'DES_res[2].X[264,23]') | 0
(264, 24, 'DES_res[2].X[264,24]') | 0