## Costs
value
Objective | 13491.8996
annual_grid | 3029.2537
carb_grid | 0
annual_PV_inv_cost | 10593.9567
annual_PV_op_cost | 750
annual_boiler_inv_cost | 2826.6736
annual_boiler_op_cost | 8097.015
annual_batt_inv_cost | 0
annual_batt_op_cost | 0
annual_ashp_inv_cost | 0
annual_tank_inv_cost | 0
annual_export_inc | 3433.2512
annual_FIT | 8371.7482
time taken | 28.6394
solver termination | optimal

## Battery_selection
variable value
(34, 'RESU6.5', 'DES_res[3].W[34,RESU6.5]') | 0
(34, 'RESU3.3', 'DES_res[3].W[34,RESU3.3]') | 0
(34, 'TP2', 'DES_res[3].W[34,TP2]') | 0
(47, 'RESU6.5', 'DES_res[3].W[47,RESU6.5]') | 0
(47, 'RESU3.3', 'DES_res[3].W[47,RESU3.3]') | 0
(47, 'TP2', 'DES_res[3].W[47,TP2]') | 0
(70, 'RESU6.5', 'DES_res[3].W[70,RESU6.5]') | 0
(70, 'RESU3.3', 'DES_res[3].W[70,RESU3.3]') | 0
(70, 'TP2', 'DES_res[3].W[70,TP2]') | 0
(73, 'RESU6.5', 'DES_res[3].W[73,RESU6.5]') | 0
(73, 'RESU3.3', 'DES_res[3].W[73,RESU3.3]') | 0
(73, 'TP2', 'DES_res[3].W[73,TP2]') | 0
(74, 'RESU6.5', 'DES_res[3].W[74,RESU6.5]') | 0
(74, 'RESU3.3', 'DES_res[3].W[74,RESU3.3]') | 0
(74, 'TP2', 'DES_res[3].W[74,TP2]') | 0
(83, 'RESU6.5', 'DES_res[3].W[83,RESU6.5]') | 0
(83, 'RESU3.3', 'DES_res[3].W[83,RESU3.3]') | 0
(83, 'TP2', 'DES_res[3].W[83,TP2]') | 0
(178, 'RESU6.5', 'DES_res[3].W[178,RESU6.5]') | 0
(178, 'RESU3.3', 'DES_res[3].W[178,RESU3.3]') | 0
(178, 'TP2', 'DES_res[3].W[178,TP2]') | 0
(208, 'RESU6.5', 'DES_res[3].W[208,RESU6.5]') | 0
(208, 'RESU3.3', 'DES_res[3].W[208,RESU3.3]') | 0
(208, 'TP2', 'DES_res[3].W[208,TP2]') | 0
(225, 'RESU6.5', 'DES_res[3].W[225,RESU6.5]') | 0
(225, 'RESU3.3', 'DES_res[3].W[225,RESU3.3]') | 0
(225, 'TP2', 'DES_res[3].W[225,TP2]') | 0
(248, 'RESU6.5', 'DES_res[3].W[248,RESU6.5]') | 0
(248, 'RESU3.3', 'DES_res[3].W[248,RESU3.3]') | 0
(248, 'TP2', 'DES_res[3].W[248,TP2]') | 0
(249, 'RESU6.5', 'DES_res[3].W[249,RESU6.5]') | 0
(249, 'RESU3.3', 'DES_res[3].W[249,RESU3.3]') | 0
(249, 'TP2', 'DES_res[3].W[249,TP2]') | 0
(264, 'RESU6.5', 'DES_res[3].W[264,RESU6.5]') | 0
(264, 'RESU3.3', 'DES_res[3].W[264,RESU3.3]') | 0
(264, 'TP2', 'DES_res[3].W[264,TP2]') | 0

## PV_panels
variable value
(34, 'DES_res[3].panels_PV_reals[34]') | 20
(47, 'DES_res[3].panels_PV_reals[47]') | 20
(70, 'DES_res[3].panels_PV_reals[70]') | 20
(73, 'DES_res[3].panels_PV_reals[73]') | 20
(74, 'DES_res[3].panels_PV_reals[74]') | 20
(83, 'DES_res[3].panels_PV_reals[83]') | 20
(178, 'DES_res[3].panels_PV_reals[178]') | 20
(208, 'DES_res[3].panels_PV_reals[208]') | 20
(225, 'DES_res[3].panels_PV_reals[225]') | 20
(248, 'DES_res[3].panels_PV_reals[248]') | 20
(249, 'DES_res[3].panels_PV_reals[249]') | 20
(264, 'DES_res[3].panels_PV_reals[264]') | 20

## COP
variable value
(1, 'Small2') | 3.3527
(1, 'Med1') | 3.0854
(1, 'Med2') | 3.3095
(1, 'Cascade') | 3.3095
(2, 'Small2') | 3.3524
(2, 'Med1') | 3.0583
(2, 'Med2') | 3.2621
(2, 'Cascade') | 3.2621
(3, 'Small2') | 3.3519
(3, 'Med1') | 3.0367
(3, 'Med2') | 3.2246
(3, 'Cascade') | 3.2246
(4, 'Small2') | 3.3515
(4, 'Med1') | 3.0239
(4, 'Med2') | 3.2026
(4, 'Cascade') | 3.2026
(5, 'Small2') | 3.3512
(5, 'Med1') | 3.0148
(5, 'Med2') | 3.1869
(5, 'Cascade') | 3.1869
(6, 'Small2') | 3.3514
(6, 'Med1') | 3.0202
(6, 'Med2') | 3.1963
(6, 'Cascade') | 3.1963
(7, 'Small2') | 3.3528
(7, 'Med1') | 3.0894
(7, 'Med2') | 3.3166
(7, 'Cascade') | 3.3166
(8, 'Small2') | 3.3533
(8, 'Med1') | 3.181
(8, 'Med2') | 3.4817
(8, 'Cascade') | 3.4817
(9, 'Small2') | 3.3534
(9, 'Med1') | 3.2597
(9, 'Med2') | 3.6292
(9, 'Cascade') | 3.6292
(10, 'Small2') | 3.3534
(10, 'Med1') | 3.3327
(10, 'Med2') | 3.7706
(10, 'Cascade') | 3.7706
(11, 'Small2') | 3.3534
(11, 'Med1') | 3.3867
(11, 'Med2') | 3.8781
(11, 'Cascade') | 3.8781
(12, 'Small2') | 3.3534
(12, 'Med1') | 3.4277
(12, 'Med2') | 3.9616
(12, 'Cascade') | 3.9616
(13, 'Small2') | 3.3534
(13, 'Med1') | 3.4649
(13, 'Med2') | 4.0386
(13, 'Cascade') | 4.0386
(14, 'Small2') | 3.3534
(14, 'Med1') | 3.4936
(14, 'Med2') | 4.0989
(14, 'Cascade') | 4.0989
(15, 'Small2') | 3.3534
(15, 'Med1') | 3.5091
(15, 'Med2') | 4.1317
(15, 'Cascade') | 4.1317
(16, 'Small2') | 3.3534
(16, 'Med1') | 3.5087
(16, 'Med2') | 4.131
(16, 'Cascade') | 4.131
(17, 'Small2') | 3.3534
(17, 'Med1') | 3.5028
(17, 'Med2') | 4.1183
(17, 'Cascade') | 4.1183
(18, 'Small2') | 3.3534
(18, 'Med1') | 3.476
(18, 'Med2') | 4.0618
(18, 'Cascade') | 4.0618
(19, 'Small2') | 3.3534
(19, 'Med1') | 3.4285
(19, 'Med2') | 3.9633
(19, 'Cascade') | 3.9633
(20, 'Small2') | 3.3534
(20, 'Med1') | 3.3635
(20, 'Med2') | 3.8315
(20, 'Cascade') | 3.8315
(21, 'Small2') | 3.3534
(21, 'Med1') | 3.2776
(21, 'Med2') | 3.6633
(21, 'Cascade') | 3.6633
(22, 'Small2') | 3.3533
(22, 'Med1') | 3.205
(22, 'Med2') | 3.5262
(22, 'Cascade') | 3.5262
(23, 'Small2') | 3.3532
(23, 'Med1') | 3.1555
(23, 'Med2') | 3.4351
(23, 'Cascade') | 3.4351
(24, 'Small2') | 3.3531
(24, 'Med1') | 3.1221
(24, 'Med2') | 3.3748
(24, 'Cascade') | 3.3748

## ASHP_Cap
variable value
(1, 'Small2') | 5.0578
(1, 'Med1') | 7.4194
(1, 'Med2') | 15.6247
(1, 'Cascade') | 31.2494
(2, 'Small2') | 5.0815
(2, 'Med1') | 7.3361
(2, 'Med2') | 15.4613
(2, 'Cascade') | 30.9226
(3, 'Small2') | 5.1024
(3, 'Med1') | 7.2801
(3, 'Med2') | 15.3407
(3, 'Cascade') | 30.6814
(4, 'Small2') | 5.1155
(4, 'Med1') | 7.2511
(4, 'Med2') | 15.2735
(4, 'Cascade') | 30.5469
(5, 'Small2') | 5.1251
(5, 'Med1') | 7.2322
(5, 'Med2') | 15.2271
(5, 'Cascade') | 30.4543
(6, 'Small2') | 5.1193
(6, 'Med1') | 7.2433
(6, 'Med2') | 15.2546
(6, 'Cascade') | 30.5093
(7, 'Small2') | 5.0546
(7, 'Med1') | 7.433
(7, 'Med2') | 15.6502
(7, 'Cascade') | 31.3004
(8, 'Small2') | 5.0018
(8, 'Med1') | 7.844
(8, 'Med2') | 16.323
(8, 'Cascade') | 32.6459
(9, 'Small2') | 4.9975
(9, 'Med1') | 8.3692
(9, 'Med2') | 17.0536
(9, 'Cascade') | 34.1073
(10, 'Small2') | 5.0367
(10, 'Med1') | 9.0197
(10, 'Med2') | 17.8699
(10, 'Cascade') | 35.7399
(11, 'Small2') | 5.0972
(11, 'Med1') | 9.6133
(11, 'Med2') | 18.5666
(11, 'Cascade') | 37.1332
(12, 'Small2') | 5.1633
(12, 'Med1') | 10.1336
(12, 'Med2') | 19.152
(12, 'Cascade') | 38.3039
(13, 'Small2') | 5.2396
(13, 'Med1') | 10.66
(13, 'Med2') | 19.7265
(13, 'Cascade') | 39.4529
(14, 'Small2') | 5.3098
(14, 'Med1') | 11.1035
(14, 'Med2') | 20.1993
(14, 'Cascade') | 40.3986
(15, 'Small2') | 5.352
(15, 'Med1') | 11.3564
(15, 'Med2') | 20.465
(15, 'Cascade') | 40.93
(16, 'Small2') | 5.351
(16, 'Med1') | 11.351
(16, 'Med2') | 20.4594
(16, 'Cascade') | 40.9187
(17, 'Small2') | 5.3345
(17, 'Med1') | 11.2524
(17, 'Med2') | 20.3561
(17, 'Cascade') | 40.7123
(18, 'Small2') | 5.2655
(18, 'Med1') | 10.8271
(18, 'Med2') | 19.9057
(18, 'Cascade') | 39.8115
(19, 'Small2') | 5.1648
(19, 'Med1') | 10.1444
(19, 'Med2') | 19.164
(19, 'Cascade') | 38.328
(20, 'Small2') | 5.0676
(20, 'Med1') | 9.345
(20, 'Med2') | 18.2561
(20, 'Cascade') | 36.5123
(21, 'Small2') | 5.0029
(21, 'Med1') | 8.5127
(21, 'Med2') | 17.2401
(21, 'Cascade') | 34.4801
(22, 'Small2') | 4.9959
(22, 'Med1') | 7.9863
(22, 'Med2') | 16.5304
(22, 'Cascade') | 33.0609
(23, 'Small2') | 5.0119
(23, 'Med1') | 7.7096
(23, 'Med2') | 16.1177
(23, 'Cascade') | 32.2354
(24, 'Small2') | 5.0307
(24, 'Med1') | 7.5574
(24, 'Med2') | 15.8702
(24, 'Cascade') | 31.7404

## Tank_J
variable value
(34, 'Small2', 'V', 'DES_res[3].J[34,Small2,V]') | 0
(34, 'Small2', 'S', 'DES_res[3].J[34,Small2,S]') | 0
(34, 'Small2', 'M', 'DES_res[3].J[34,Small2,M]') | 0
(34, 'Small2', 'L', 'DES_res[3].J[34,Small2,L]') | 0
(34, 'Med1', 'V', 'DES_res[3].J[34,Med1,V]') | 0
(34, 'Med1', 'S', 'DES_res[3].J[34,Med1,S]') | 0
(34, 'Med1', 'M', 'DES_res[3].J[34,Med1,M]') | 0
(34, 'Med1', 'L', 'DES_res[3].J[34,Med1,L]') | 0
(34, 'Med2', 'V', 'DES_res[3].J[34,Med2,V]') | 0
(34, 'Med2', 'S', 'DES_res[3].J[34,Med2,S]') | 0
(34, 'Med2', 'M', 'DES_res[3].J[34,Med2,M]') | 0
(34, 'Med2', 'L', 'DES_res[3].J[34,Med2,L]') | 0
(34, 'Cascade', 'V', 'DES_res[3].J[34,Cascade,V]') | 0
(34, 'Cascade', 'S', 'DES_res[3].J[34,Cascade,S]') | 0
(34, 'Cascade', 'M', 'DES_res[3].J[34,Cascade,M]') | 0
(34, 'Cascade', 'L', 'DES_res[3].J[34,Cascade,L]') | 0
(47, 'Small2', 'V', 'DES_res[3].J[47,Small2,V]') | 0
(47, 'Small2', 'S', 'DES_res[3].J[47,Small2,S]') | 0
(47, 'Small2', 'M', 'DES_res[3].J[47,Small2,M]') | 0
(47, 'Small2', 'L', 'DES_res[3].J[47,Small2,L]') | 0
(47, 'Med1', 'V', 'DES_res[3].J[47,Med1,V]') | 0
(47, 'Med1', 'S', 'DES_res[3].J[47,Med1,S]') | 0
(47, 'Med1', 'M', 'DES_res[3].J[47,Med1,M]') | 0
(47, 'Med1', 'L', 'DES_res[3].J[47,Med1,L]') | 0
(47, 'Med2', 'V', 'DES_res[3].J[47,Med2,V]') | 0
(47, 'Med2', 'S', 'DES_res[3].J[47,Med2,S]') | 0
(47, 'Med2', 'M', 'DES_res[3].J[47,Med2,M]') | 0
(47, 'Med2', 'L', 'DES_res[3].J[47,Med2,L]') | 0
(47, 'Cascade', 'V', 'DES_res[3].J[47,Cascade,V]') | 0
(47, 'Cascade', 'S', 'DES_res[3].J[47,Cascade,S]') | 0
(47, 'Cascade', 'M', 'DES_res[3].J[47,Cascade,M]') | 0
(47, 'Cascade', 'L', 'DES_res[3].J[47,Cascade,L]') | 0
(70, 'Small2', 'V', 'DES_res[3].J[70,Small2,V]') | 0
(70, 'Small2', 'S', 'DES_res[3].J[70,Small2,S]') | 0
(70, 'Small2', 'M', 'DES_res[3].J[70,Small2,M]') | 0
(70, 'Small2', 'L', 'DES_res[3].J[70,Small2,L]') | 0
(70, 'Med1', 'V', 'DES_res[3].J[70,Med1,V]') | 0
(70, 'Med1', 'S', 'DES_res[3].J[70,Med1,S]') | 0
(70, 'Med1', 'M', 'DES_res[3].J[70,Med1,M]') | 0
(70, 'Med1', 'L', 'DES_res[3].J[70,Med1,L]') | 0
(70, 'Med2', 'V', 'DES_res[3].J[70,Med2,V]') | 0
(70, 'Med2', 'S', 'DES_res[3].J[70,Med2,S]') | 0
(70, 'Med2', 'M', 'DES_res[3].J[70,Med2,M]') | 0
(70, 'Med2', 'L', 'DES_res[3].J[70,Med2,L]') | 0
(70, 'Cascade', 'V', 'DES_res[3].J[70,Cascade,V]') | 0
(70, 'Cascade', 'S', 'DES_res[3].J[70,Cascade,S]') | 0
(70, 'Cascade', 'M', 'DES_res[3].J[70,Cascade,M]') | 0
(70, 'Cascade', 'L', 'DES_res[3].J[70,Cascade,L]') | 0
(73, 'Small2', 'V', 'DES_res[3].J[73,Small2,V]') | 0
(73, 'Small2', 'S', 'DES_res[3].J[73,Small2,S]') | 0
(73, 'Small2', 'M', 'DES_res[3].J[73,Small2,M]') | 0
(73, 'Small2', 'L', 'DES_res[3].J[73,Small2,L]') | 0
(73, 'Med1', 'V', 'DES_res[3].J[73,Med1,V]') | 0
(73, 'Med1', 'S', 'DES_res[3].J[73,Med1,S]') | 0
(73, 'Med1', 'M', 'DES_res[3].J[73,Med1,M]') | 0
(73, 'Med1', 'L', 'DES_res[3].J[73,Med1,L]') | 0
(73, 'Med2', 'V', 'DES_res[3].J[73,Med2,V]') | 0
(73, 'Med2', 'S', 'DES_res[3].J[73,Med2,S]') | 0
(73, 'Med2', 'M', 'DES_res[3].J[73,Med2,M]') | 0
(73, 'Med2', 'L', 'DES_res[3].J[73,Med2,L]') | 0
(73, 'Cascade', 'V', 'DES_res[3].J[73,Cascade,V]') | 0
(73, 'Cascade', 'S', 'DES_res[3].J[73,Cascade,S]') | 0
(73, 'Cascade', 'M', 'DES_res[3].J[73,Cascade,M]') | 0
(73, 'Cascade', 'L', 'DES_res[3].J[73,Cascade,L]') | 0
(74, 'Small2', 'V', 'DES_res[3].J[74,Small2,V]') | 0
(74, 'Small2', 'S', 'DES_res[3].J[74,Small2,S]') | 0
(74, 'Small2', 'M', 'DES_res[3].J[74,Small2,M]') | 0
(74, 'Small2', 'L', 'DES_res[3].J[74,Small2,L]') | 0
(74, 'Med1', 'V', 'DES_res[3].J[74,Med1,V]') | 0
(74, 'Med1', 'S', 'DES_res[3].J[74,Med1,S]') | 0
(74, 'Med1', 'M', 'DES_res[3].J[74,Med1,M]') | 0
(74, 'Med1', 'L', 'DES_res[3].J[74,Med1,L]') | 0
(74, 'Med2', 'V', 'DES_res[3].J[74,Med2,V]') | 0
(74, 'Med2', 'S', 'DES_res[3].J[74,Med2,S]') | 0
(74, 'Med2', 'M', 'DES_res[3].J[74,Med2,M]') | 0
(74, 'Med2', 'L', 'DES_res[3].J[74,Med2,L]') | 0
(74, 'Cascade', 'V', 'DES_res[3].J[74,Cascade,V]') | 0
(74, 'Cascade', 'S', 'DES_res[3].J[74,Cascade,S]') | 0
(74, 'Cascade', 'M', 'DES_res[3].J[74,Cascade,M]') | 0
(74, 'Cascade', 'L', 'DES_res[3].J[74,Cascade,L]') | 0
(83, 'Small2', 'V', 'DES_res[3].J[83,Small2,V]') | 0
(83, 'Small2', 'S', 'DES_res[3].J[83,Small2,S]') | 0
(83, 'Small2', 'M', 'DES_res[3].J[83,Small2,M]') | 0
(83, 'Small2', 'L', 'DES_res[3].J[83,Small2,L]') | 0
(83, 'Med1', 'V', 'DES_res[3].J[83,Med1,V]') | 0
(83, 'Med1', 'S', 'DES_res[3].J[83,Med1,S]') | 0
(83, 'Med1', 'M', 'DES_res[3].J[83,Med1,M]') | 0
(83, 'Med1', 'L', 'DES_res[3].J[83,Med1,L]') | 0
(83, 'Med2', 'V', 'DES_res[3].J[83,Med2,V]') | 0
(83, 'Med2', 'S', 'DES_res[3].J[83,Med2,S]') | 0
(83, 'Med2', 'M', 'DES_res[3].J[83,Med2,M]') | 0
(83, 'Med2', 'L', 'DES_res[3].J[83,Med2,L]') | 0
(83, 'Cascade', 'V', 'DES_res[3].J[83,Cascade,V]') | 0
(83, 'Cascade', 'S', 'DES_res[3].J[83,Cascade,S]') | 0
(83, 'Cascade', 'M', 'DES_res[3].J[83,Cascade,M]') | 0
(83, 'Cascade', 'L', 'DES_res[3].J[83,Cascade,L]') | 0
(178, 'Small2', 'V', 'DES_res[3].J[178,Small2,V]') | 0
(178, 'Small2', 'S', 'DES_res[3].J[178,Small2,S]') | 0
(178, 'Small2', 'M', 'DES_res[3].J[178,Small2,M]') | 0
(178, 'Small2', 'L', 'DES_res[3].J[178,Small2,L]') | 0
(178, 'Med1', 'V', 'DES_res[3].J[178,Med1,V]') | 0
(178, 'Med1', 'S', 'DES_res[3].J[178,Med1,S]') | 0
(178, 'Med1', 'M', 'DES_res[3].J[178,Med1,M]') | 0
(178, 'Med1', 'L', 'DES_res[3].J[178,Med1,L]') | 0
(178, 'Med2', 'V', 'DES_res[3].J[178,Med2,V]') | 0
(178, 'Med2', 'S', 'DES_res[3].J[178,Med2,S]') | 0
(178, 'Med2', 'M', 'DES_res[3].J[178,Med2,M]') | 0
(178, 'Med2', 'L', 'DES_res[3].J[178,Med2,L]') | 0
(178, 'Cascade', 'V', 'DES_res[3].J[178,Cascade,V]') | 0
(178, 'Cascade', 'S', 'DES_res[3].J[178,Cascade,S]') | 0
(178, 'Cascade', 'M', 'DES_res[3].J[178,Cascade,M]') | 0
(178, 'Cascade', 'L', 'DES_res[3].J[178,Cascade,L]') | 0
(208, 'Small2', 'V', 'DES_res[3].J[208,Small2,V]') | 0
(208, 'Small2', 'S', 'DES_res[3].J[208,Small2,S]') | 0
(208, 'Small2', 'M', 'DES_res[3].J[208,Small2,M]') | 0
(208, 'Small2', 'L', 'DES_res[3].J[208,Small2,L]') | 0
(208, 'Med1', 'V', 'DES_res[3].J[208,Med1,V]') | 0
(208, 'Med1', 'S', 'DES_res[3].J[208,Med1,S]') | 0
(208, 'Med1', 'M', 'DES_res[3].J[208,Med1,M]') | 0
(208, 'Med1', 'L', 'DES_res[3].J[208,Med1,L]') | 0
(208, 'Med2', 'V', 'DES_res[3].J[208,Med2,V]') | 0
(208, 'Med2', 'S', 'DES_res[3].J[208,Med2,S]') | 0
(208, 'Med2', 'M', 'DES_res[3].J[208,Med2,M]') | 0
(208, 'Med2', 'L', 'DES_res[3].J[208,Med2,L]') | 0
(208, 'Cascade', 'V', 'DES_res[3].J[208,Cascade,V]') | 0
(208, 'Cascade', 'S', 'DES_res[3].J[208,Cascade,S]') | 0
(208, 'Cascade', 'M', 'DES_res[3].J[208,Cascade,M]') | 0
(208, 'Cascade', 'L', 'DES_res[3].J[208,Cascade,L]') | 0
(225, 'Small2', 'V', 'DES_res[3].J[225,Small2,V]') | 0
(225, 'Small2', 'S', 'DES_res[3].J[225,Small2,S]') | 0
(225, 'Small2', 'M', 'DES_res[3].J[225,Small2,M]') | 0
(225, 'Small2', 'L', 'DES_res[3].J[225,Small2,L]') | 0
(225, 'Med1', 'V', 'DES_res[3].J[225,Med1,V]') | 0
(225, 'Med1', 'S', 'DES_res[3].J[225,Med1,S]') | 0
(225, 'Med1', 'M', 'DES_res[3].J[225,Med1,M]') | 0
(225, 'Med1', 'L', 'DES_res[3].J[225,Med1,L]') | 0
(225, 'Med2', 'V', 'DES_res[3].J[225,Med2,V]') | 0
(225, 'Med2', 'S', 'DES_res[3].J[225,Med2,S]') | 0
(225, 'Med2', 'M', 'DES_res[3].J[225,Med2,M]') | 0
(225, 'Med2', 'L', 'DES_res[3].J[225,Med2,L]') | 0
(225, 'Cascade', 'V', 'DES_res[3].J[225,Cascade,V]') | 0
(225, 'Cascade', 'S', 'DES_res[3].J[225,Cascade,S]') | 0
(225, 'Cascade', 'M', 'DES_res[3].J[225,Cascade,M]') | 0
(225, 'Cascade', 'L', 'DES_res[3].J[225,Cascade,L]') | 0
(248, 'Small2', 'V', 'DES_res[3].J[248,Small2,V]') | 0
(248, 'Small2', 'S', 'DES_res[3].J[248,Small2,S]') | 0
(248, 'Small2', 'M', 'DES_res[3].J[248,Small2,M]') | 0
(248, 'Small2', 'L', 'DES_res[3].J[248,Small2,L]') | 0
(248, 'Med1', 'V', 'DES_res[3].J[248,Med1,V]') | 0
(248, 'Med1', 'S', 'DES_res[3].J[248,Med1,S]') | 0
(248, 'Med1', 'M', 'DES_res[3].J[248,Med1,M]') | 0
(248, 'Med1', 'L', 'DES_res[3].J[248,Med1,L]') | 0
(248, 'Med2', 'V', 'DES_res[3].J[248,Med2,V]') | 0
(248, 'Med2', 'S', 'DES_res[3].J[248,Med2,S]') | 0
(248, 'Med2', 'M', 'DES_res[3].J[248,Med2,M]') | 0
(248, 'Med2', 'L', 'DES_res[3].J[248,Med2,L]') | 0
(248, 'Cascade', 'V', 'DES_res[3].J[248,Cascade,V]') | 0
(248, 'Cascade', 'S', 'DES_res[3].J[248,Cascade,S]') | 0
(248, 'Cascade', 'M', 'DES_res[3].J[248,Cascade,M]') | 0
(248, 'Cascade', 'L', 'DES_res[3].J[248,Cascade,L]') | 0
(249, 'Small2', 'V', 'DES_res[3].J[249,Small2,V]') | 0
(249, 'Small2', 'S', 'DES_res[3].J[249,Small2,S]') | 0
(249, 'Small2', 'M', 'DES_res[3].J[249,Small2,M]') | 0
(249, 'Small2', 'L', 'DES_res[3].J[249,Small2,L]') | 0
(249, 'Med1', 'V', 'DES_res[3].J[249,Med1,V]') | 0
(249, 'Med1', 'S', 'DES_res[3].J[249,Med1,S]') | 0
(249, 'Med1', 'M', 'DES_res[3].J[249,Med1,M]') | 0
(249, 'Med1', 'L', 'DES_res[3].J[249,Med1,L]') | 0
(249, 'Med2', 'V', 'DES_res[3].J[249,Med2,V]') | 0
(249, 'Med2', 'S', 'DES_res[3].J[249,Med2,S]') | 0
(249, 'Med2', 'M', 'DES_res[3].J[249,Med2,M]') | 0
(249, 'Med2', 'L', 'DES_res[3].J[249,Med2,L]') | 0
(249, 'Cascade', 'V', 'DES_res[3].J[249,Cascade,V]') | 0
(249, 'Cascade', 'S', 'DES_res[3].J[249,Cascade,S]') | 0
(249, 'Cascade', 'M', 'DES_res[3].J[249,Cascade,M]') | 0
(249, 'Cascade', 'L', 'DES_res[3].J[249,Cascade,L]') | 0
(264, 'Small2', 'V', 'DES_res[3].J[264,Small2,V]') | 0
(264, 'Small2', 'S', 'DES_res[3].J[264,Small2,S]') | 0
(264, 'Small2', 'M', 'DES_res[3].J[264,Small2,M]') | 0
(264, 'Small2', 'L', 'DES_res[3].J[264,Small2,L]') | 0
(264, 'Med1', 'V', 'DES_res[3].J[264,Med1,V]') | 0
(264, 'Med1', 'S', 'DES_res[3].J[264,Med1,S]') | 0
(264, 'Med1', 'M', 'DES_res[3].J[264,Med1,M]') | 0
(264, 'Med1', 'L', 'DES_res[3].J[264,Med1,L]') | 0
(264, 'Med2', 'V', 'DES_res[3].J[264,Med2,V]') | 0
(264, 'Med2', 'S', 'DES_res[3].J[264,Med2,S]') | 0
(264, 'Med2', 'M', 'DES_res[3].J[264,Med2,M]') | 0
(264, 'Med2', 'L', 'DES_res[3].J[264,Med2,L]') | 0
(264, 'Cascade', 'V', 'DES_res[3].J[264,Cascade,V]') | 0
(264, 'Cascade', 'S', 'DES_res[3].J[264,Cascade,S]') | 0
(264, 'Cascade', 'M', 'DES_res[3].J[264,Cascade,M]') | 0
(264, 'Cascade', 'L', 'DES_res[3].J[264,Cascade,L]') | 0

## Boiler_U
variable value
(34, 'B1', 'DES_res[3].U[34,B1]') | 1
(34, 'B2', 'DES_res[3].U[34,B2]') | 0
(34, 'B3', 'DES_res[3].U[34,B3]') | 0
(34, 'B4', 'DES_res[3].U[34,B4]') | 0
(47, 'B1', 'DES_res[3].U[47,B1]') | 0
(47, 'B2', 'DES_res[3].U[47,B2]') | 0
(47, 'B3', 'DES_res[3].U[47,B3]') | 1
(47, 'B4', 'DES_res[3].U[47,B4]') | 0
(70, 'B1', 'DES_res[3].U[70,B1]') | 1
(70, 'B2', 'DES_res[3].U[70,B2]') | 0
(70, 'B3', 'DES_res[3].U[70,B3]') | 0
(70, 'B4', 'DES_res[3].U[70,B4]') | 0
(73, 'B1', 'DES_res[3].U[73,B1]') | 1
(73, 'B2', 'DES_res[3].U[73,B2]') | 0
(73, 'B3', 'DES_res[3].U[73,B3]') | 0
(73, 'B4', 'DES_res[3].U[73,B4]') | 0
(74, 'B1', 'DES_res[3].U[74,B1]') | 1
(74, 'B2', 'DES_res[3].U[74,B2]') | 0
(74, 'B3', 'DES_res[3].U[74,B3]') | 0
(74, 'B4', 'DES_res[3].U[74,B4]') | 0
(83, 'B1', 'DES_res[3].U[83,B1]') | 1
(83, 'B2', 'DES_res[3].U[83,B2]') | 0
(83, 'B3', 'DES_res[3].U[83,B3]') | 0
(83, 'B4', 'DES_res[3].U[83,B4]') | 0
(178, 'B1', 'DES_res[3].U[178,B1]') | 0
(178, 'B2', 'DES_res[3].U[178,B2]') | 0
(178, 'B3', 'DES_res[3].U[178,B3]') | 1
(178, 'B4', 'DES_res[3].U[178,B4]') | 0
(208, 'B1', 'DES_res[3].U[208,B1]') | 0
(208, 'B2', 'DES_res[3].U[208,B2]') | 0
(208, 'B3', 'DES_res[3].U[208,B3]') | 1
(208, 'B4', 'DES_res[3].U[208,B4]') | 0
(225, 'B1', 'DES_res[3].U[225,B1]') | 0
(225, 'B2', 'DES_res[3].U[225,B2]') | 0
(225, 'B3', 'DES_res[3].U[225,B3]') | 1
(225, 'B4', 'DES_res[3].U[225,B4]') | 0
(248, 'B1', 'DES_res[3].U[248,B1]') | 0
(248, 'B2', 'DES_res[3].U[248,B2]') | 0
(248, 'B3', 'DES_res[3].U[248,B3]') | 1
(248, 'B4', 'DES_res[3].U[248,B4]') | 0
(249, 'B1', 'DES_res[3].U[249,B1]') | 1
(249, 'B2', 'DES_res[3].U[249,B2]') | 0
(249, 'B3', 'DES_res[3].U[249,B3]') | 0
(249, 'B4', 'DES_res[3].U[249,B4]') | 0
(264, 'B1', 'DES_res[3].U[264,B1]') | 1
(264, 'B2', 'DES_res[3].U[264,B2]') | 0
(264, 'B3', 'DES_res[3].U[264,B3]') | 0
(264, 'B4', 'DES_res[3].U[264,B4]') | 0

## Boiler_heat
variable value
(34, 1, 'B1', 'DES_res[3].H_b[34,1,B1]') | 0.15344
(34, 1, 'B2', 'DES_res[3].H_b[34,1,B2]') | 0
(34, 1, 'B3', 'DES_res[3].H_b[34,1,B3]') | 0
(34, 1, 'B4', 'DES_res[3].H_b[34,1,B4]') | 0
(34, 2, 'B1', 'DES_res[3].H_b[34,2,B1]') | 0.00451
(34, 2, 'B2', 'DES_res[3].H_b[34,2,B2]') | 0
(34, 2, 'B3', 'DES_res[3].H_b[34,2,B3]') | 0
(34, 2, 'B4', 'DES_res[3].H_b[34,2,B4]') | 0
(34, 3, 'B1', 'DES_res[3].H_b[34,3,B1]') | 0.00451
(34, 3, 'B2', 'DES_res[3].H_b[34,3,B2]') | 0
(34, 3, 'B3', 'DES_res[3].H_b[34,3,B3]') | 0
(34, 3, 'B4', 'DES_res[3].H_b[34,3,B4]') | 0
(34, 4, 'B1', 'DES_res[3].H_b[34,4,B1]') | 0.81235
(34, 4, 'B2', 'DES_res[3].H_b[34,4,B2]') | 0
(34, 4, 'B3', 'DES_res[3].H_b[34,4,B3]') | 0
(34, 4, 'B4', 'DES_res[3].H_b[34,4,B4]') | 0
(34, 5, 'B1', 'DES_res[3].H_b[34,5,B1]') | 0.74916
(34, 5, 'B2', 'DES_res[3].H_b[34,5,B2]') | 0
(34, 5, 'B3', 'DES_res[3].H_b[34,5,B3]') | 0
(34, 5, 'B4', 'DES_res[3].H_b[34,5,B4]') | 0
(34, 6, 'B1', 'DES_res[3].H_b[34,6,B1]') | 0.12185
(34, 6, 'B2', 'DES_res[3].H_b[34,6,B2]') | 0
(34, 6, 'B3', 'DES_res[3].H_b[34,6,B3]') | 0
(34, 6, 'B4', 'DES_res[3].H_b[34,6,B4]') | 0
(34, 7, 'B1', 'DES_res[3].H_b[34,7,B1]') | 0.43927
(34, 7, 'B2', 'DES_res[3].H_b[34,7,B2]') | 0
(34, 7, 'B3', 'DES_res[3].H_b[34,7,B3]') | 0
(34, 7, 'B4', 'DES_res[3].H_b[34,7,B4]') | 0
(34, 8, 'B1', 'DES_res[3].H_b[34,8,B1]') | 0.8304
(34, 8, 'B2', 'DES_res[3].H_b[34,8,B2]') | 0
(34, 8, 'B3', 'DES_res[3].H_b[34,8,B3]') | 0
(34, 8, 'B4', 'DES_res[3].H_b[34,8,B4]') | 0
(34, 9, 'B1', 'DES_res[3].H_b[34,9,B1]') | 0.27078
(34, 9, 'B2', 'DES_res[3].H_b[34,9,B2]') | 0
(34, 9, 'B3', 'DES_res[3].H_b[34,9,B3]') | 0
(34, 9, 'B4', 'DES_res[3].H_b[34,9,B4]') | 0
(34, 10, 'B1', 'DES_res[3].H_b[34,10,B1]') | 0.26627
(34, 10, 'B2', 'DES_res[3].H_b[34,10,B2]') | 0
(34, 10, 'B3', 'DES_res[3].H_b[34,10,B3]') | 0
(34, 10, 'B4', 'DES_res[3].H_b[34,10,B4]') | 0
(34, 11, 'B1', 'DES_res[3].H_b[34,11,B1]') | 0.84845
(34, 11, 'B2', 'DES_res[3].H_b[34,11,B2]') | 0
(34, 11, 'B3', 'DES_res[3].H_b[34,11,B3]') | 0
(34, 11, 'B4', 'DES_res[3].H_b[34,11,B4]') | 0
(34, 12, 'B1', 'DES_res[3].H_b[34,12,B1]') | 0.1399
(34, 12, 'B2', 'DES_res[3].H_b[34,12,B2]') | 0
(34, 12, 'B3', 'DES_res[3].H_b[34,12,B3]') | 0
(34, 12, 'B4', 'DES_res[3].H_b[34,12,B4]') | 0
(34, 13, 'B1', 'DES_res[3].H_b[34,13,B1]') | 0.14442
(34, 13, 'B2', 'DES_res[3].H_b[34,13,B2]') | 0
(34, 13, 'B3', 'DES_res[3].H_b[34,13,B3]') | 0
(34, 13, 'B4', 'DES_res[3].H_b[34,13,B4]') | 0
(34, 14, 'B1', 'DES_res[3].H_b[34,14,B1]') | 0.26627
(34, 14, 'B2', 'DES_res[3].H_b[34,14,B2]') | 0
(34, 14, 'B3', 'DES_res[3].H_b[34,14,B3]') | 0
(34, 14, 'B4', 'DES_res[3].H_b[34,14,B4]') | 0
(34, 15, 'B1', 'DES_res[3].H_b[34,15,B1]') | 0.14893
(34, 15, 'B2', 'DES_res[3].H_b[34,15,B2]') | 0
(34, 15, 'B3', 'DES_res[3].H_b[34,15,B3]') | 0
(34, 15, 'B4', 'DES_res[3].H_b[34,15,B4]') | 0
(34, 16, 'B1', 'DES_res[3].H_b[34,16,B1]') | 0.14893
(34, 16, 'B2', 'DES_res[3].H_b[34,16,B2]') | 0
(34, 16, 'B3', 'DES_res[3].H_b[34,16,B3]') | 0
(34, 16, 'B4', 'DES_res[3].H_b[34,16,B4]') | 0
(34, 17, 'B1', 'DES_res[3].H_b[34,17,B1]') | 0.60475
(34, 17, 'B2', 'DES_res[3].H_b[34,17,B2]') | 0
(34, 17, 'B3', 'DES_res[3].H_b[34,17,B3]') | 0
(34, 17, 'B4', 'DES_res[3].H_b[34,17,B4]') | 0
(34, 18, 'B1', 'DES_res[3].H_b[34,18,B1]') | 0.60776
(34, 18, 'B2', 'DES_res[3].H_b[34,18,B2]') | 0
(34, 18, 'B3', 'DES_res[3].H_b[34,18,B3]') | 0
(34, 18, 'B4', 'DES_res[3].H_b[34,18,B4]') | 0
(34, 19, 'B1', 'DES_res[3].H_b[34,19,B1]') | 0.77022
(34, 19, 'B2', 'DES_res[3].H_b[34,19,B2]') | 0
(34, 19, 'B3', 'DES_res[3].H_b[34,19,B3]') | 0
(34, 19, 'B4', 'DES_res[3].H_b[34,19,B4]') | 0
(34, 20, 'B1', 'DES_res[3].H_b[34,20,B1]') | 0.60776
(34, 20, 'B2', 'DES_res[3].H_b[34,20,B2]') | 0
(34, 20, 'B3', 'DES_res[3].H_b[34,20,B3]') | 0
(34, 20, 'B4', 'DES_res[3].H_b[34,20,B4]') | 0
(34, 21, 'B1', 'DES_res[3].H_b[34,21,B1]') | 0.60023
(34, 21, 'B2', 'DES_res[3].H_b[34,21,B2]') | 0
(34, 21, 'B3', 'DES_res[3].H_b[34,21,B3]') | 0
(34, 21, 'B4', 'DES_res[3].H_b[34,21,B4]') | 0
(34, 22, 'B1', 'DES_res[3].H_b[34,22,B1]') | 0.5882
(34, 22, 'B2', 'DES_res[3].H_b[34,22,B2]') | 0
(34, 22, 'B3', 'DES_res[3].H_b[34,22,B3]') | 0
(34, 22, 'B4', 'DES_res[3].H_b[34,22,B4]') | 0
(34, 23, 'B1', 'DES_res[3].H_b[34,23,B1]') | 0.23016
(34, 23, 'B2', 'DES_res[3].H_b[34,23,B2]') | 0
(34, 23, 'B3', 'DES_res[3].H_b[34,23,B3]') | 0
(34, 23, 'B4', 'DES_res[3].H_b[34,23,B4]') | 0
(34, 24, 'B1', 'DES_res[3].H_b[34,24,B1]') | 0.05115
(34, 24, 'B2', 'DES_res[3].H_b[34,24,B2]') | 0
(34, 24, 'B3', 'DES_res[3].H_b[34,24,B3]') | 0
(34, 24, 'B4', 'DES_res[3].H_b[34,24,B4]') | 0
(47, 1, 'B1', 'DES_res[3].H_b[47,1,B1]') | 0
(47, 1, 'B2', 'DES_res[3].H_b[47,1,B2]') | 0
(47, 1, 'B3', 'DES_res[3].H_b[47,1,B3]') | 0.29833
(47, 1, 'B4', 'DES_res[3].H_b[47,1,B4]') | 0
(47, 2, 'B1', 'DES_res[3].H_b[47,2,B1]') | 0
(47, 2, 'B2', 'DES_res[3].H_b[47,2,B2]') | 0
(47, 2, 'B3', 'DES_res[3].H_b[47,2,B3]') | 0.00877
(47, 2, 'B4', 'DES_res[3].H_b[47,2,B4]') | 0
(47, 3, 'B1', 'DES_res[3].H_b[47,3,B1]') | 0
(47, 3, 'B2', 'DES_res[3].H_b[47,3,B2]') | 0
(47, 3, 'B3', 'DES_res[3].H_b[47,3,B3]') | 0.00877
(47, 3, 'B4', 'DES_res[3].H_b[47,3,B4]') | 0
(47, 4, 'B1', 'DES_res[3].H_b[47,4,B1]') | 0
(47, 4, 'B2', 'DES_res[3].H_b[47,4,B2]') | 0
(47, 4, 'B3', 'DES_res[3].H_b[47,4,B3]') | 1.5794
(47, 4, 'B4', 'DES_res[3].H_b[47,4,B4]') | 0
(47, 5, 'B1', 'DES_res[3].H_b[47,5,B1]') | 0
(47, 5, 'B2', 'DES_res[3].H_b[47,5,B2]') | 0
(47, 5, 'B3', 'DES_res[3].H_b[47,5,B3]') | 1.4566
(47, 5, 'B4', 'DES_res[3].H_b[47,5,B4]') | 0
(47, 6, 'B1', 'DES_res[3].H_b[47,6,B1]') | 0
(47, 6, 'B2', 'DES_res[3].H_b[47,6,B2]') | 0
(47, 6, 'B3', 'DES_res[3].H_b[47,6,B3]') | 0.23691
(47, 6, 'B4', 'DES_res[3].H_b[47,6,B4]') | 0
(47, 7, 'B1', 'DES_res[3].H_b[47,7,B1]') | 0
(47, 7, 'B2', 'DES_res[3].H_b[47,7,B2]') | 0
(47, 7, 'B3', 'DES_res[3].H_b[47,7,B3]') | 0.85404
(47, 7, 'B4', 'DES_res[3].H_b[47,7,B4]') | 0
(47, 8, 'B1', 'DES_res[3].H_b[47,8,B1]') | 0
(47, 8, 'B2', 'DES_res[3].H_b[47,8,B2]') | 0
(47, 8, 'B3', 'DES_res[3].H_b[47,8,B3]') | 1.6145
(47, 8, 'B4', 'DES_res[3].H_b[47,8,B4]') | 0
(47, 9, 'B1', 'DES_res[3].H_b[47,9,B1]') | 0
(47, 9, 'B2', 'DES_res[3].H_b[47,9,B2]') | 0
(47, 9, 'B3', 'DES_res[3].H_b[47,9,B3]') | 0.52647
(47, 9, 'B4', 'DES_res[3].H_b[47,9,B4]') | 0
(47, 10, 'B1', 'DES_res[3].H_b[47,10,B1]') | 0
(47, 10, 'B2', 'DES_res[3].H_b[47,10,B2]') | 0
(47, 10, 'B3', 'DES_res[3].H_b[47,10,B3]') | 0.51769
(47, 10, 'B4', 'DES_res[3].H_b[47,10,B4]') | 0
(47, 11, 'B1', 'DES_res[3].H_b[47,11,B1]') | 0
(47, 11, 'B2', 'DES_res[3].H_b[47,11,B2]') | 0
(47, 11, 'B3', 'DES_res[3].H_b[47,11,B3]') | 1.6496
(47, 11, 'B4', 'DES_res[3].H_b[47,11,B4]') | 0
(47, 12, 'B1', 'DES_res[3].H_b[47,12,B1]') | 0
(47, 12, 'B2', 'DES_res[3].H_b[47,12,B2]') | 0
(47, 12, 'B3', 'DES_res[3].H_b[47,12,B3]') | 0.27201
(47, 12, 'B4', 'DES_res[3].H_b[47,12,B4]') | 0
(47, 13, 'B1', 'DES_res[3].H_b[47,13,B1]') | 0
(47, 13, 'B2', 'DES_res[3].H_b[47,13,B2]') | 0
(47, 13, 'B3', 'DES_res[3].H_b[47,13,B3]') | 0.28078
(47, 13, 'B4', 'DES_res[3].H_b[47,13,B4]') | 0
(47, 14, 'B1', 'DES_res[3].H_b[47,14,B1]') | 0
(47, 14, 'B2', 'DES_res[3].H_b[47,14,B2]') | 0
(47, 14, 'B3', 'DES_res[3].H_b[47,14,B3]') | 0.51769
(47, 14, 'B4', 'DES_res[3].H_b[47,14,B4]') | 0
(47, 15, 'B1', 'DES_res[3].H_b[47,15,B1]') | 0
(47, 15, 'B2', 'DES_res[3].H_b[47,15,B2]') | 0
(47, 15, 'B3', 'DES_res[3].H_b[47,15,B3]') | 0.28956
(47, 15, 'B4', 'DES_res[3].H_b[47,15,B4]') | 0
(47, 16, 'B1', 'DES_res[3].H_b[47,16,B1]') | 0
(47, 16, 'B2', 'DES_res[3].H_b[47,16,B2]') | 0
(47, 16, 'B3', 'DES_res[3].H_b[47,16,B3]') | 0.28956
(47, 16, 'B4', 'DES_res[3].H_b[47,16,B4]') | 0
(47, 17, 'B1', 'DES_res[3].H_b[47,17,B1]') | 0
(47, 17, 'B2', 'DES_res[3].H_b[47,17,B2]') | 0
(47, 17, 'B3', 'DES_res[3].H_b[47,17,B3]') | 1.1758
(47, 17, 'B4', 'DES_res[3].H_b[47,17,B4]') | 0
(47, 18, 'B1', 'DES_res[3].H_b[47,18,B1]') | 0
(47, 18, 'B2', 'DES_res[3].H_b[47,18,B2]') | 0
(47, 18, 'B3', 'DES_res[3].H_b[47,18,B3]') | 1.1816
(47, 18, 'B4', 'DES_res[3].H_b[47,18,B4]') | 0
(47, 19, 'B1', 'DES_res[3].H_b[47,19,B1]') | 0
(47, 19, 'B2', 'DES_res[3].H_b[47,19,B2]') | 0
(47, 19, 'B3', 'DES_res[3].H_b[47,19,B3]') | 1.4975
(47, 19, 'B4', 'DES_res[3].H_b[47,19,B4]') | 0
(47, 20, 'B1', 'DES_res[3].H_b[47,20,B1]') | 0
(47, 20, 'B2', 'DES_res[3].H_b[47,20,B2]') | 0
(47, 20, 'B3', 'DES_res[3].H_b[47,20,B3]') | 1.1816
(47, 20, 'B4', 'DES_res[3].H_b[47,20,B4]') | 0
(47, 21, 'B1', 'DES_res[3].H_b[47,21,B1]') | 0
(47, 21, 'B2', 'DES_res[3].H_b[47,21,B2]') | 0
(47, 21, 'B3', 'DES_res[3].H_b[47,21,B3]') | 1.167
(47, 21, 'B4', 'DES_res[3].H_b[47,21,B4]') | 0
(47, 22, 'B1', 'DES_res[3].H_b[47,22,B1]') | 0
(47, 22, 'B2', 'DES_res[3].H_b[47,22,B2]') | 0
(47, 22, 'B3', 'DES_res[3].H_b[47,22,B3]') | 1.1436
(47, 22, 'B4', 'DES_res[3].H_b[47,22,B4]') | 0
(47, 23, 'B1', 'DES_res[3].H_b[47,23,B1]') | 0
(47, 23, 'B2', 'DES_res[3].H_b[47,23,B2]') | 0
(47, 23, 'B3', 'DES_res[3].H_b[47,23,B3]') | 0.4475
(47, 23, 'B4', 'DES_res[3].H_b[47,23,B4]') | 0
(47, 24, 'B1', 'DES_res[3].H_b[47,24,B1]') | 0
(47, 24, 'B2', 'DES_res[3].H_b[47,24,B2]') | 0
(47, 24, 'B3', 'DES_res[3].H_b[47,24,B3]') | 0.09944
(47, 24, 'B4', 'DES_res[3].H_b[47,24,B4]') | 0
(70, 1, 'B1', 'DES_res[3].H_b[70,1,B1]') | 0.13227
(70, 1, 'B2', 'DES_res[3].H_b[70,1,B2]') | 0
(70, 1, 'B3', 'DES_res[3].H_b[70,1,B3]') | 0
(70, 1, 'B4', 'DES_res[3].H_b[70,1,B4]') | 0
(70, 2, 'B1', 'DES_res[3].H_b[70,2,B1]') | 0.00389
(70, 2, 'B2', 'DES_res[3].H_b[70,2,B2]') | 0
(70, 2, 'B3', 'DES_res[3].H_b[70,2,B3]') | 0
(70, 2, 'B4', 'DES_res[3].H_b[70,2,B4]') | 0
(70, 3, 'B1', 'DES_res[3].H_b[70,3,B1]') | 0.00389
(70, 3, 'B2', 'DES_res[3].H_b[70,3,B2]') | 0
(70, 3, 'B3', 'DES_res[3].H_b[70,3,B3]') | 0
(70, 3, 'B4', 'DES_res[3].H_b[70,3,B4]') | 0
(70, 4, 'B1', 'DES_res[3].H_b[70,4,B1]') | 0.70027
(70, 4, 'B2', 'DES_res[3].H_b[70,4,B2]') | 0
(70, 4, 'B3', 'DES_res[3].H_b[70,4,B3]') | 0
(70, 4, 'B4', 'DES_res[3].H_b[70,4,B4]') | 0
(70, 5, 'B1', 'DES_res[3].H_b[70,5,B1]') | 0.64581
(70, 5, 'B2', 'DES_res[3].H_b[70,5,B2]') | 0
(70, 5, 'B3', 'DES_res[3].H_b[70,5,B3]') | 0
(70, 5, 'B4', 'DES_res[3].H_b[70,5,B4]') | 0
(70, 6, 'B1', 'DES_res[3].H_b[70,6,B1]') | 0.10504
(70, 6, 'B2', 'DES_res[3].H_b[70,6,B2]') | 0
(70, 6, 'B3', 'DES_res[3].H_b[70,6,B3]') | 0
(70, 6, 'B4', 'DES_res[3].H_b[70,6,B4]') | 0
(70, 7, 'B1', 'DES_res[3].H_b[70,7,B1]') | 0.37867
(70, 7, 'B2', 'DES_res[3].H_b[70,7,B2]') | 0
(70, 7, 'B3', 'DES_res[3].H_b[70,7,B3]') | 0
(70, 7, 'B4', 'DES_res[3].H_b[70,7,B4]') | 0
(70, 8, 'B1', 'DES_res[3].H_b[70,8,B1]') | 0.71584
(70, 8, 'B2', 'DES_res[3].H_b[70,8,B2]') | 0
(70, 8, 'B3', 'DES_res[3].H_b[70,8,B3]') | 0
(70, 8, 'B4', 'DES_res[3].H_b[70,8,B4]') | 0
(70, 9, 'B1', 'DES_res[3].H_b[70,9,B1]') | 0.23342
(70, 9, 'B2', 'DES_res[3].H_b[70,9,B2]') | 0
(70, 9, 'B3', 'DES_res[3].H_b[70,9,B3]') | 0
(70, 9, 'B4', 'DES_res[3].H_b[70,9,B4]') | 0
(70, 10, 'B1', 'DES_res[3].H_b[70,10,B1]') | 0.22953
(70, 10, 'B2', 'DES_res[3].H_b[70,10,B2]') | 0
(70, 10, 'B3', 'DES_res[3].H_b[70,10,B3]') | 0
(70, 10, 'B4', 'DES_res[3].H_b[70,10,B4]') | 0
(70, 11, 'B1', 'DES_res[3].H_b[70,11,B1]') | 0.7314
(70, 11, 'B2', 'DES_res[3].H_b[70,11,B2]') | 0
(70, 11, 'B3', 'DES_res[3].H_b[70,11,B3]') | 0
(70, 11, 'B4', 'DES_res[3].H_b[70,11,B4]') | 0
(70, 12, 'B1', 'DES_res[3].H_b[70,12,B1]') | 0.1206
(70, 12, 'B2', 'DES_res[3].H_b[70,12,B2]') | 0
(70, 12, 'B3', 'DES_res[3].H_b[70,12,B3]') | 0
(70, 12, 'B4', 'DES_res[3].H_b[70,12,B4]') | 0
(70, 13, 'B1', 'DES_res[3].H_b[70,13,B1]') | 0.12449
(70, 13, 'B2', 'DES_res[3].H_b[70,13,B2]') | 0
(70, 13, 'B3', 'DES_res[3].H_b[70,13,B3]') | 0
(70, 13, 'B4', 'DES_res[3].H_b[70,13,B4]') | 0
(70, 14, 'B1', 'DES_res[3].H_b[70,14,B1]') | 0.22953
(70, 14, 'B2', 'DES_res[3].H_b[70,14,B2]') | 0
(70, 14, 'B3', 'DES_res[3].H_b[70,14,B3]') | 0
(70, 14, 'B4', 'DES_res[3].H_b[70,14,B4]') | 0
(70, 15, 'B1', 'DES_res[3].H_b[70,15,B1]') | 0.12838
(70, 15, 'B2', 'DES_res[3].H_b[70,15,B2]') | 0
(70, 15, 'B3', 'DES_res[3].H_b[70,15,B3]') | 0
(70, 15, 'B4', 'DES_res[3].H_b[70,15,B4]') | 0
(70, 16, 'B1', 'DES_res[3].H_b[70,16,B1]') | 0.12838
(70, 16, 'B2', 'DES_res[3].H_b[70,16,B2]') | 0
(70, 16, 'B3', 'DES_res[3].H_b[70,16,B3]') | 0
(70, 16, 'B4', 'DES_res[3].H_b[70,16,B4]') | 0
(70, 17, 'B1', 'DES_res[3].H_b[70,17,B1]') | 0.52132
(70, 17, 'B2', 'DES_res[3].H_b[70,17,B2]') | 0
(70, 17, 'B3', 'DES_res[3].H_b[70,17,B3]') | 0
(70, 17, 'B4', 'DES_res[3].H_b[70,17,B4]') | 0
(70, 18, 'B1', 'DES_res[3].H_b[70,18,B1]') | 0.52391
(70, 18, 'B2', 'DES_res[3].H_b[70,18,B2]') | 0
(70, 18, 'B3', 'DES_res[3].H_b[70,18,B3]') | 0
(70, 18, 'B4', 'DES_res[3].H_b[70,18,B4]') | 0
(70, 19, 'B1', 'DES_res[3].H_b[70,19,B1]') | 0.66396
(70, 19, 'B2', 'DES_res[3].H_b[70,19,B2]') | 0
(70, 19, 'B3', 'DES_res[3].H_b[70,19,B3]') | 0
(70, 19, 'B4', 'DES_res[3].H_b[70,19,B4]') | 0
(70, 20, 'B1', 'DES_res[3].H_b[70,20,B1]') | 0.52391
(70, 20, 'B2', 'DES_res[3].H_b[70,20,B2]') | 0
(70, 20, 'B3', 'DES_res[3].H_b[70,20,B3]') | 0
(70, 20, 'B4', 'DES_res[3].H_b[70,20,B4]') | 0
(70, 21, 'B1', 'DES_res[3].H_b[70,21,B1]') | 0.51742
(70, 21, 'B2', 'DES_res[3].H_b[70,21,B2]') | 0
(70, 21, 'B3', 'DES_res[3].H_b[70,21,B3]') | 0
(70, 21, 'B4', 'DES_res[3].H_b[70,21,B4]') | 0
(70, 22, 'B1', 'DES_res[3].H_b[70,22,B1]') | 0.50705
(70, 22, 'B2', 'DES_res[3].H_b[70,22,B2]') | 0
(70, 22, 'B3', 'DES_res[3].H_b[70,22,B3]') | 0
(70, 22, 'B4', 'DES_res[3].H_b[70,22,B4]') | 0
(70, 23, 'B1', 'DES_res[3].H_b[70,23,B1]') | 0.19841
(70, 23, 'B2', 'DES_res[3].H_b[70,23,B2]') | 0
(70, 23, 'B3', 'DES_res[3].H_b[70,23,B3]') | 0
(70, 23, 'B4', 'DES_res[3].H_b[70,23,B4]') | 0
(70, 24, 'B1', 'DES_res[3].H_b[70,24,B1]') | 0.04409
(70, 24, 'B2', 'DES_res[3].H_b[70,24,B2]') | 0
(70, 24, 'B3', 'DES_res[3].H_b[70,24,B3]') | 0
(70, 24, 'B4', 'DES_res[3].H_b[70,24,B4]') | 0
(73, 1, 'B1', 'DES_res[3].H_b[73,1,B1]') | 0.17532
(73, 1, 'B2', 'DES_res[3].H_b[73,1,B2]') | 0
(73, 1, 'B3', 'DES_res[3].H_b[73,1,B3]') | 0
(73, 1, 'B4', 'DES_res[3].H_b[73,1,B4]') | 0
(73, 2, 'B1', 'DES_res[3].H_b[73,2,B1]') | 0.00516
(73, 2, 'B2', 'DES_res[3].H_b[73,2,B2]') | 0
(73, 2, 'B3', 'DES_res[3].H_b[73,2,B3]') | 0
(73, 2, 'B4', 'DES_res[3].H_b[73,2,B4]') | 0
(73, 3, 'B1', 'DES_res[3].H_b[73,3,B1]') | 0.00516
(73, 3, 'B2', 'DES_res[3].H_b[73,3,B2]') | 0
(73, 3, 'B3', 'DES_res[3].H_b[73,3,B3]') | 0
(73, 3, 'B4', 'DES_res[3].H_b[73,3,B4]') | 0
(73, 4, 'B1', 'DES_res[3].H_b[73,4,B1]') | 0.92816
(73, 4, 'B2', 'DES_res[3].H_b[73,4,B2]') | 0
(73, 4, 'B3', 'DES_res[3].H_b[73,4,B3]') | 0
(73, 4, 'B4', 'DES_res[3].H_b[73,4,B4]') | 0
(73, 5, 'B1', 'DES_res[3].H_b[73,5,B1]') | 0.85597
(73, 5, 'B2', 'DES_res[3].H_b[73,5,B2]') | 0
(73, 5, 'B3', 'DES_res[3].H_b[73,5,B3]') | 0
(73, 5, 'B4', 'DES_res[3].H_b[73,5,B4]') | 0
(73, 6, 'B1', 'DES_res[3].H_b[73,6,B1]') | 0.13922
(73, 6, 'B2', 'DES_res[3].H_b[73,6,B2]') | 0
(73, 6, 'B3', 'DES_res[3].H_b[73,6,B3]') | 0
(73, 6, 'B4', 'DES_res[3].H_b[73,6,B4]') | 0
(73, 7, 'B1', 'DES_res[3].H_b[73,7,B1]') | 0.50189
(73, 7, 'B2', 'DES_res[3].H_b[73,7,B2]') | 0
(73, 7, 'B3', 'DES_res[3].H_b[73,7,B3]') | 0
(73, 7, 'B4', 'DES_res[3].H_b[73,7,B4]') | 0
(73, 8, 'B1', 'DES_res[3].H_b[73,8,B1]') | 0.94879
(73, 8, 'B2', 'DES_res[3].H_b[73,8,B2]') | 0
(73, 8, 'B3', 'DES_res[3].H_b[73,8,B3]') | 0
(73, 8, 'B4', 'DES_res[3].H_b[73,8,B4]') | 0
(73, 9, 'B1', 'DES_res[3].H_b[73,9,B1]') | 0.30939
(73, 9, 'B2', 'DES_res[3].H_b[73,9,B2]') | 0
(73, 9, 'B3', 'DES_res[3].H_b[73,9,B3]') | 0
(73, 9, 'B4', 'DES_res[3].H_b[73,9,B4]') | 0
(73, 10, 'B1', 'DES_res[3].H_b[73,10,B1]') | 0.30423
(73, 10, 'B2', 'DES_res[3].H_b[73,10,B2]') | 0
(73, 10, 'B3', 'DES_res[3].H_b[73,10,B3]') | 0
(73, 10, 'B4', 'DES_res[3].H_b[73,10,B4]') | 0
(73, 11, 'B1', 'DES_res[3].H_b[73,11,B1]') | 0.96941
(73, 11, 'B2', 'DES_res[3].H_b[73,11,B2]') | 0
(73, 11, 'B3', 'DES_res[3].H_b[73,11,B3]') | 0
(73, 11, 'B4', 'DES_res[3].H_b[73,11,B4]') | 0
(73, 12, 'B1', 'DES_res[3].H_b[73,12,B1]') | 0.15985
(73, 12, 'B2', 'DES_res[3].H_b[73,12,B2]') | 0
(73, 12, 'B3', 'DES_res[3].H_b[73,12,B3]') | 0
(73, 12, 'B4', 'DES_res[3].H_b[73,12,B4]') | 0
(73, 13, 'B1', 'DES_res[3].H_b[73,13,B1]') | 0.16501
(73, 13, 'B2', 'DES_res[3].H_b[73,13,B2]') | 0
(73, 13, 'B3', 'DES_res[3].H_b[73,13,B3]') | 0
(73, 13, 'B4', 'DES_res[3].H_b[73,13,B4]') | 0
(73, 14, 'B1', 'DES_res[3].H_b[73,14,B1]') | 0.30423
(73, 14, 'B2', 'DES_res[3].H_b[73,14,B2]') | 0
(73, 14, 'B3', 'DES_res[3].H_b[73,14,B3]') | 0
(73, 14, 'B4', 'DES_res[3].H_b[73,14,B4]') | 0
(73, 15, 'B1', 'DES_res[3].H_b[73,15,B1]') | 0.17016
(73, 15, 'B2', 'DES_res[3].H_b[73,15,B2]') | 0
(73, 15, 'B3', 'DES_res[3].H_b[73,15,B3]') | 0
(73, 15, 'B4', 'DES_res[3].H_b[73,15,B4]') | 0
(73, 16, 'B1', 'DES_res[3].H_b[73,16,B1]') | 0.17016
(73, 16, 'B2', 'DES_res[3].H_b[73,16,B2]') | 0
(73, 16, 'B3', 'DES_res[3].H_b[73,16,B3]') | 0
(73, 16, 'B4', 'DES_res[3].H_b[73,16,B4]') | 0
(73, 17, 'B1', 'DES_res[3].H_b[73,17,B1]') | 0.69096
(73, 17, 'B2', 'DES_res[3].H_b[73,17,B2]') | 0
(73, 17, 'B3', 'DES_res[3].H_b[73,17,B3]') | 0
(73, 17, 'B4', 'DES_res[3].H_b[73,17,B4]') | 0
(73, 18, 'B1', 'DES_res[3].H_b[73,18,B1]') | 0.6944
(73, 18, 'B2', 'DES_res[3].H_b[73,18,B2]') | 0
(73, 18, 'B3', 'DES_res[3].H_b[73,18,B3]') | 0
(73, 18, 'B4', 'DES_res[3].H_b[73,18,B4]') | 0
(73, 19, 'B1', 'DES_res[3].H_b[73,19,B1]') | 0.88003
(73, 19, 'B2', 'DES_res[3].H_b[73,19,B2]') | 0
(73, 19, 'B3', 'DES_res[3].H_b[73,19,B3]') | 0
(73, 19, 'B4', 'DES_res[3].H_b[73,19,B4]') | 0
(73, 20, 'B1', 'DES_res[3].H_b[73,20,B1]') | 0.6944
(73, 20, 'B2', 'DES_res[3].H_b[73,20,B2]') | 0
(73, 20, 'B3', 'DES_res[3].H_b[73,20,B3]') | 0
(73, 20, 'B4', 'DES_res[3].H_b[73,20,B4]') | 0
(73, 21, 'B1', 'DES_res[3].H_b[73,21,B1]') | 0.68581
(73, 21, 'B2', 'DES_res[3].H_b[73,21,B2]') | 0
(73, 21, 'B3', 'DES_res[3].H_b[73,21,B3]') | 0
(73, 21, 'B4', 'DES_res[3].H_b[73,21,B4]') | 0
(73, 22, 'B1', 'DES_res[3].H_b[73,22,B1]') | 0.67206
(73, 22, 'B2', 'DES_res[3].H_b[73,22,B2]') | 0
(73, 22, 'B3', 'DES_res[3].H_b[73,22,B3]') | 0
(73, 22, 'B4', 'DES_res[3].H_b[73,22,B4]') | 0
(73, 23, 'B1', 'DES_res[3].H_b[73,23,B1]') | 0.26298
(73, 23, 'B2', 'DES_res[3].H_b[73,23,B2]') | 0
(73, 23, 'B3', 'DES_res[3].H_b[73,23,B3]') | 0
(73, 23, 'B4', 'DES_res[3].H_b[73,23,B4]') | 0
(73, 24, 'B1', 'DES_res[3].H_b[73,24,B1]') | 0.05844
(73, 24, 'B2', 'DES_res[3].H_b[73,24,B2]') | 0
(73, 24, 'B3', 'DES_res[3].H_b[73,24,B3]') | 0
(73, 24, 'B4', 'DES_res[3].H_b[73,24,B4]') | 0
(74, 1, 'B1', 'DES_res[3].H_b[74,1,B1]') | 0.11994
(74, 1, 'B2', 'DES_res[3].H_b[74,1,B2]') | 0
(74, 1, 'B3', 'DES_res[3].H_b[74,1,B3]') | 0
(74, 1, 'B4', 'DES_res[3].H_b[74,1,B4]') | 0
(74, 2, 'B1', 'DES_res[3].H_b[74,2,B1]') | 0.00353
(74, 2, 'B2', 'DES_res[3].H_b[74,2,B2]') | 0
(74, 2, 'B3', 'DES_res[3].H_b[74,2,B3]') | 0
(74, 2, 'B4', 'DES_res[3].H_b[74,2,B4]') | 0
(74, 3, 'B1', 'DES_res[3].H_b[74,3,B1]') | 0.00353
(74, 3, 'B2', 'DES_res[3].H_b[74,3,B2]') | 0
(74, 3, 'B3', 'DES_res[3].H_b[74,3,B3]') | 0
(74, 3, 'B4', 'DES_res[3].H_b[74,3,B4]') | 0
(74, 4, 'B1', 'DES_res[3].H_b[74,4,B1]') | 0.63496
(74, 4, 'B2', 'DES_res[3].H_b[74,4,B2]') | 0
(74, 4, 'B3', 'DES_res[3].H_b[74,4,B3]') | 0
(74, 4, 'B4', 'DES_res[3].H_b[74,4,B4]') | 0
(74, 5, 'B1', 'DES_res[3].H_b[74,5,B1]') | 0.58557
(74, 5, 'B2', 'DES_res[3].H_b[74,5,B2]') | 0
(74, 5, 'B3', 'DES_res[3].H_b[74,5,B3]') | 0
(74, 5, 'B4', 'DES_res[3].H_b[74,5,B4]') | 0
(74, 6, 'B1', 'DES_res[3].H_b[74,6,B1]') | 0.09524
(74, 6, 'B2', 'DES_res[3].H_b[74,6,B2]') | 0
(74, 6, 'B3', 'DES_res[3].H_b[74,6,B3]') | 0
(74, 6, 'B4', 'DES_res[3].H_b[74,6,B4]') | 0
(74, 7, 'B1', 'DES_res[3].H_b[74,7,B1]') | 0.34335
(74, 7, 'B2', 'DES_res[3].H_b[74,7,B2]') | 0
(74, 7, 'B3', 'DES_res[3].H_b[74,7,B3]') | 0
(74, 7, 'B4', 'DES_res[3].H_b[74,7,B4]') | 0
(74, 8, 'B1', 'DES_res[3].H_b[74,8,B1]') | 0.64907
(74, 8, 'B2', 'DES_res[3].H_b[74,8,B2]') | 0
(74, 8, 'B3', 'DES_res[3].H_b[74,8,B3]') | 0
(74, 8, 'B4', 'DES_res[3].H_b[74,8,B4]') | 0
(74, 9, 'B1', 'DES_res[3].H_b[74,9,B1]') | 0.21165
(74, 9, 'B2', 'DES_res[3].H_b[74,9,B2]') | 0
(74, 9, 'B3', 'DES_res[3].H_b[74,9,B3]') | 0
(74, 9, 'B4', 'DES_res[3].H_b[74,9,B4]') | 0
(74, 10, 'B1', 'DES_res[3].H_b[74,10,B1]') | 0.20812
(74, 10, 'B2', 'DES_res[3].H_b[74,10,B2]') | 0
(74, 10, 'B3', 'DES_res[3].H_b[74,10,B3]') | 0
(74, 10, 'B4', 'DES_res[3].H_b[74,10,B4]') | 0
(74, 11, 'B1', 'DES_res[3].H_b[74,11,B1]') | 0.66318
(74, 11, 'B2', 'DES_res[3].H_b[74,11,B2]') | 0
(74, 11, 'B3', 'DES_res[3].H_b[74,11,B3]') | 0
(74, 11, 'B4', 'DES_res[3].H_b[74,11,B4]') | 0
(74, 12, 'B1', 'DES_res[3].H_b[74,12,B1]') | 0.10935
(74, 12, 'B2', 'DES_res[3].H_b[74,12,B2]') | 0
(74, 12, 'B3', 'DES_res[3].H_b[74,12,B3]') | 0
(74, 12, 'B4', 'DES_res[3].H_b[74,12,B4]') | 0
(74, 13, 'B1', 'DES_res[3].H_b[74,13,B1]') | 0.11288
(74, 13, 'B2', 'DES_res[3].H_b[74,13,B2]') | 0
(74, 13, 'B3', 'DES_res[3].H_b[74,13,B3]') | 0
(74, 13, 'B4', 'DES_res[3].H_b[74,13,B4]') | 0
(74, 14, 'B1', 'DES_res[3].H_b[74,14,B1]') | 0.20812
(74, 14, 'B2', 'DES_res[3].H_b[74,14,B2]') | 0
(74, 14, 'B3', 'DES_res[3].H_b[74,14,B3]') | 0
(74, 14, 'B4', 'DES_res[3].H_b[74,14,B4]') | 0
(74, 15, 'B1', 'DES_res[3].H_b[74,15,B1]') | 0.11641
(74, 15, 'B2', 'DES_res[3].H_b[74,15,B2]') | 0
(74, 15, 'B3', 'DES_res[3].H_b[74,15,B3]') | 0
(74, 15, 'B4', 'DES_res[3].H_b[74,15,B4]') | 0
(74, 16, 'B1', 'DES_res[3].H_b[74,16,B1]') | 0.11641
(74, 16, 'B2', 'DES_res[3].H_b[74,16,B2]') | 0
(74, 16, 'B3', 'DES_res[3].H_b[74,16,B3]') | 0
(74, 16, 'B4', 'DES_res[3].H_b[74,16,B4]') | 0
(74, 17, 'B1', 'DES_res[3].H_b[74,17,B1]') | 0.47269
(74, 17, 'B2', 'DES_res[3].H_b[74,17,B2]') | 0
(74, 17, 'B3', 'DES_res[3].H_b[74,17,B3]') | 0
(74, 17, 'B4', 'DES_res[3].H_b[74,17,B4]') | 0
(74, 18, 'B1', 'DES_res[3].H_b[74,18,B1]') | 0.47504
(74, 18, 'B2', 'DES_res[3].H_b[74,18,B2]') | 0
(74, 18, 'B3', 'DES_res[3].H_b[74,18,B3]') | 0
(74, 18, 'B4', 'DES_res[3].H_b[74,18,B4]') | 0
(74, 19, 'B1', 'DES_res[3].H_b[74,19,B1]') | 0.60203
(74, 19, 'B2', 'DES_res[3].H_b[74,19,B2]') | 0
(74, 19, 'B3', 'DES_res[3].H_b[74,19,B3]') | 0
(74, 19, 'B4', 'DES_res[3].H_b[74,19,B4]') | 0
(74, 20, 'B1', 'DES_res[3].H_b[74,20,B1]') | 0.47504
(74, 20, 'B2', 'DES_res[3].H_b[74,20,B2]') | 0
(74, 20, 'B3', 'DES_res[3].H_b[74,20,B3]') | 0
(74, 20, 'B4', 'DES_res[3].H_b[74,20,B4]') | 0
(74, 21, 'B1', 'DES_res[3].H_b[74,21,B1]') | 0.46916
(74, 21, 'B2', 'DES_res[3].H_b[74,21,B2]') | 0
(74, 21, 'B3', 'DES_res[3].H_b[74,21,B3]') | 0
(74, 21, 'B4', 'DES_res[3].H_b[74,21,B4]') | 0
(74, 22, 'B1', 'DES_res[3].H_b[74,22,B1]') | 0.45976
(74, 22, 'B2', 'DES_res[3].H_b[74,22,B2]') | 0
(74, 22, 'B3', 'DES_res[3].H_b[74,22,B3]') | 0
(74, 22, 'B4', 'DES_res[3].H_b[74,22,B4]') | 0
(74, 23, 'B1', 'DES_res[3].H_b[74,23,B1]') | 0.1799
(74, 23, 'B2', 'DES_res[3].H_b[74,23,B2]') | 0
(74, 23, 'B3', 'DES_res[3].H_b[74,23,B3]') | 0
(74, 23, 'B4', 'DES_res[3].H_b[74,23,B4]') | 0
(74, 24, 'B1', 'DES_res[3].H_b[74,24,B1]') | 0.03998
(74, 24, 'B2', 'DES_res[3].H_b[74,24,B2]') | 0
(74, 24, 'B3', 'DES_res[3].H_b[74,24,B3]') | 0
(74, 24, 'B4', 'DES_res[3].H_b[74,24,B4]') | 0
(83, 1, 'B1', 'DES_res[3].H_b[83,1,B1]') | 0.09844
(83, 1, 'B2', 'DES_res[3].H_b[83,1,B2]') | 0
(83, 1, 'B3', 'DES_res[3].H_b[83,1,B3]') | 0
(83, 1, 'B4', 'DES_res[3].H_b[83,1,B4]') | 0
(83, 2, 'B1', 'DES_res[3].H_b[83,2,B1]') | 0.0029
(83, 2, 'B2', 'DES_res[3].H_b[83,2,B2]') | 0
(83, 2, 'B3', 'DES_res[3].H_b[83,2,B3]') | 0
(83, 2, 'B4', 'DES_res[3].H_b[83,2,B4]') | 0
(83, 3, 'B1', 'DES_res[3].H_b[83,3,B1]') | 0.0029
(83, 3, 'B2', 'DES_res[3].H_b[83,3,B2]') | 0
(83, 3, 'B3', 'DES_res[3].H_b[83,3,B3]') | 0
(83, 3, 'B4', 'DES_res[3].H_b[83,3,B4]') | 0
(83, 4, 'B1', 'DES_res[3].H_b[83,4,B1]') | 0.52114
(83, 4, 'B2', 'DES_res[3].H_b[83,4,B2]') | 0
(83, 4, 'B3', 'DES_res[3].H_b[83,4,B3]') | 0
(83, 4, 'B4', 'DES_res[3].H_b[83,4,B4]') | 0
(83, 5, 'B1', 'DES_res[3].H_b[83,5,B1]') | 0.48061
(83, 5, 'B2', 'DES_res[3].H_b[83,5,B2]') | 0
(83, 5, 'B3', 'DES_res[3].H_b[83,5,B3]') | 0
(83, 5, 'B4', 'DES_res[3].H_b[83,5,B4]') | 0
(83, 6, 'B1', 'DES_res[3].H_b[83,6,B1]') | 0.07817
(83, 6, 'B2', 'DES_res[3].H_b[83,6,B2]') | 0
(83, 6, 'B3', 'DES_res[3].H_b[83,6,B3]') | 0
(83, 6, 'B4', 'DES_res[3].H_b[83,6,B4]') | 0
(83, 7, 'B1', 'DES_res[3].H_b[83,7,B1]') | 0.2818
(83, 7, 'B2', 'DES_res[3].H_b[83,7,B2]') | 0
(83, 7, 'B3', 'DES_res[3].H_b[83,7,B3]') | 0
(83, 7, 'B4', 'DES_res[3].H_b[83,7,B4]') | 0
(83, 8, 'B1', 'DES_res[3].H_b[83,8,B1]') | 0.53272
(83, 8, 'B2', 'DES_res[3].H_b[83,8,B2]') | 0
(83, 8, 'B3', 'DES_res[3].H_b[83,8,B3]') | 0
(83, 8, 'B4', 'DES_res[3].H_b[83,8,B4]') | 0
(83, 9, 'B1', 'DES_res[3].H_b[83,9,B1]') | 0.17371
(83, 9, 'B2', 'DES_res[3].H_b[83,9,B2]') | 0
(83, 9, 'B3', 'DES_res[3].H_b[83,9,B3]') | 0
(83, 9, 'B4', 'DES_res[3].H_b[83,9,B4]') | 0
(83, 10, 'B1', 'DES_res[3].H_b[83,10,B1]') | 0.17082
(83, 10, 'B2', 'DES_res[3].H_b[83,10,B2]') | 0
(83, 10, 'B3', 'DES_res[3].H_b[83,10,B3]') | 0
(83, 10, 'B4', 'DES_res[3].H_b[83,10,B4]') | 0
(83, 11, 'B1', 'DES_res[3].H_b[83,11,B1]') | 0.5443
(83, 11, 'B2', 'DES_res[3].H_b[83,11,B2]') | 0
(83, 11, 'B3', 'DES_res[3].H_b[83,11,B3]') | 0
(83, 11, 'B4', 'DES_res[3].H_b[83,11,B4]') | 0
(83, 12, 'B1', 'DES_res[3].H_b[83,12,B1]') | 0.08975
(83, 12, 'B2', 'DES_res[3].H_b[83,12,B2]') | 0
(83, 12, 'B3', 'DES_res[3].H_b[83,12,B3]') | 0
(83, 12, 'B4', 'DES_res[3].H_b[83,12,B4]') | 0
(83, 13, 'B1', 'DES_res[3].H_b[83,13,B1]') | 0.09265
(83, 13, 'B2', 'DES_res[3].H_b[83,13,B2]') | 0
(83, 13, 'B3', 'DES_res[3].H_b[83,13,B3]') | 0
(83, 13, 'B4', 'DES_res[3].H_b[83,13,B4]') | 0
(83, 14, 'B1', 'DES_res[3].H_b[83,14,B1]') | 0.17082
(83, 14, 'B2', 'DES_res[3].H_b[83,14,B2]') | 0
(83, 14, 'B3', 'DES_res[3].H_b[83,14,B3]') | 0
(83, 14, 'B4', 'DES_res[3].H_b[83,14,B4]') | 0
(83, 15, 'B1', 'DES_res[3].H_b[83,15,B1]') | 0.09554
(83, 15, 'B2', 'DES_res[3].H_b[83,15,B2]') | 0
(83, 15, 'B3', 'DES_res[3].H_b[83,15,B3]') | 0
(83, 15, 'B4', 'DES_res[3].H_b[83,15,B4]') | 0
(83, 16, 'B1', 'DES_res[3].H_b[83,16,B1]') | 0.09554
(83, 16, 'B2', 'DES_res[3].H_b[83,16,B2]') | 0
(83, 16, 'B3', 'DES_res[3].H_b[83,16,B3]') | 0
(83, 16, 'B4', 'DES_res[3].H_b[83,16,B4]') | 0
(83, 17, 'B1', 'DES_res[3].H_b[83,17,B1]') | 0.38796
(83, 17, 'B2', 'DES_res[3].H_b[83,17,B2]') | 0
(83, 17, 'B3', 'DES_res[3].H_b[83,17,B3]') | 0
(83, 17, 'B4', 'DES_res[3].H_b[83,17,B4]') | 0
(83, 18, 'B1', 'DES_res[3].H_b[83,18,B1]') | 0.38989
(83, 18, 'B2', 'DES_res[3].H_b[83,18,B2]') | 0
(83, 18, 'B3', 'DES_res[3].H_b[83,18,B3]') | 0
(83, 18, 'B4', 'DES_res[3].H_b[83,18,B4]') | 0
(83, 19, 'B1', 'DES_res[3].H_b[83,19,B1]') | 0.49412
(83, 19, 'B2', 'DES_res[3].H_b[83,19,B2]') | 0
(83, 19, 'B3', 'DES_res[3].H_b[83,19,B3]') | 0
(83, 19, 'B4', 'DES_res[3].H_b[83,19,B4]') | 0
(83, 20, 'B1', 'DES_res[3].H_b[83,20,B1]') | 0.38989
(83, 20, 'B2', 'DES_res[3].H_b[83,20,B2]') | 0
(83, 20, 'B3', 'DES_res[3].H_b[83,20,B3]') | 0
(83, 20, 'B4', 'DES_res[3].H_b[83,20,B4]') | 0
(83, 21, 'B1', 'DES_res[3].H_b[83,21,B1]') | 0.38506
(83, 21, 'B2', 'DES_res[3].H_b[83,21,B2]') | 0
(83, 21, 'B3', 'DES_res[3].H_b[83,21,B3]') | 0
(83, 21, 'B4', 'DES_res[3].H_b[83,21,B4]') | 0
(83, 22, 'B1', 'DES_res[3].H_b[83,22,B1]') | 0.37734
(83, 22, 'B2', 'DES_res[3].H_b[83,22,B2]') | 0
(83, 22, 'B3', 'DES_res[3].H_b[83,22,B3]') | 0
(83, 22, 'B4', 'DES_res[3].H_b[83,22,B4]') | 0
(83, 23, 'B1', 'DES_res[3].H_b[83,23,B1]') | 0.14766
(83, 23, 'B2', 'DES_res[3].H_b[83,23,B2]') | 0
(83, 23, 'B3', 'DES_res[3].H_b[83,23,B3]') | 0
(83, 23, 'B4', 'DES_res[3].H_b[83,23,B4]') | 0
(83, 24, 'B1', 'DES_res[3].H_b[83,24,B1]') | 0.03281
(83, 24, 'B2', 'DES_res[3].H_b[83,24,B2]') | 0
(83, 24, 'B3', 'DES_res[3].H_b[83,24,B3]') | 0
(83, 24, 'B4', 'DES_res[3].H_b[83,24,B4]') | 0
(178, 1, 'B1', 'DES_res[3].H_b[178,1,B1]') | 0
(178, 1, 'B2', 'DES_res[3].H_b[178,1,B2]') | 0
(178, 1, 'B3', 'DES_res[3].H_b[178,1,B3]') | 0.20847
(178, 1, 'B4', 'DES_res[3].H_b[178,1,B4]') | 0
(178, 2, 'B1', 'DES_res[3].H_b[178,2,B1]') | 0
(178, 2, 'B2', 'DES_res[3].H_b[178,2,B2]') | 0
(178, 2, 'B3', 'DES_res[3].H_b[178,2,B3]') | 0.00613
(178, 2, 'B4', 'DES_res[3].H_b[178,2,B4]') | 0
(178, 3, 'B1', 'DES_res[3].H_b[178,3,B1]') | 0
(178, 3, 'B2', 'DES_res[3].H_b[178,3,B2]') | 0
(178, 3, 'B3', 'DES_res[3].H_b[178,3,B3]') | 0.00613
(178, 3, 'B4', 'DES_res[3].H_b[178,3,B4]') | 0
(178, 4, 'B1', 'DES_res[3].H_b[178,4,B1]') | 0
(178, 4, 'B2', 'DES_res[3].H_b[178,4,B2]') | 0
(178, 4, 'B3', 'DES_res[3].H_b[178,4,B3]') | 1.1037
(178, 4, 'B4', 'DES_res[3].H_b[178,4,B4]') | 0
(178, 5, 'B1', 'DES_res[3].H_b[178,5,B1]') | 0
(178, 5, 'B2', 'DES_res[3].H_b[178,5,B2]') | 0
(178, 5, 'B3', 'DES_res[3].H_b[178,5,B3]') | 1.0178
(178, 5, 'B4', 'DES_res[3].H_b[178,5,B4]') | 0
(178, 6, 'B1', 'DES_res[3].H_b[178,6,B1]') | 0
(178, 6, 'B2', 'DES_res[3].H_b[178,6,B2]') | 0
(178, 6, 'B3', 'DES_res[3].H_b[178,6,B3]') | 0.16555
(178, 6, 'B4', 'DES_res[3].H_b[178,6,B4]') | 0
(178, 7, 'B1', 'DES_res[3].H_b[178,7,B1]') | 0
(178, 7, 'B2', 'DES_res[3].H_b[178,7,B2]') | 0
(178, 7, 'B3', 'DES_res[3].H_b[178,7,B3]') | 0.59681
(178, 7, 'B4', 'DES_res[3].H_b[178,7,B4]') | 0
(178, 8, 'B1', 'DES_res[3].H_b[178,8,B1]') | 0
(178, 8, 'B2', 'DES_res[3].H_b[178,8,B2]') | 0
(178, 8, 'B3', 'DES_res[3].H_b[178,8,B3]') | 1.1282
(178, 8, 'B4', 'DES_res[3].H_b[178,8,B4]') | 0
(178, 9, 'B1', 'DES_res[3].H_b[178,9,B1]') | 0
(178, 9, 'B2', 'DES_res[3].H_b[178,9,B2]') | 0
(178, 9, 'B3', 'DES_res[3].H_b[178,9,B3]') | 0.36789
(178, 9, 'B4', 'DES_res[3].H_b[178,9,B4]') | 0
(178, 10, 'B1', 'DES_res[3].H_b[178,10,B1]') | 0
(178, 10, 'B2', 'DES_res[3].H_b[178,10,B2]') | 0
(178, 10, 'B3', 'DES_res[3].H_b[178,10,B3]') | 0.36176
(178, 10, 'B4', 'DES_res[3].H_b[178,10,B4]') | 0
(178, 11, 'B1', 'DES_res[3].H_b[178,11,B1]') | 0
(178, 11, 'B2', 'DES_res[3].H_b[178,11,B2]') | 0
(178, 11, 'B3', 'DES_res[3].H_b[178,11,B3]') | 1.1527
(178, 11, 'B4', 'DES_res[3].H_b[178,11,B4]') | 0
(178, 12, 'B1', 'DES_res[3].H_b[178,12,B1]') | 0
(178, 12, 'B2', 'DES_res[3].H_b[178,12,B2]') | 0
(178, 12, 'B3', 'DES_res[3].H_b[178,12,B3]') | 0.19008
(178, 12, 'B4', 'DES_res[3].H_b[178,12,B4]') | 0
(178, 13, 'B1', 'DES_res[3].H_b[178,13,B1]') | 0
(178, 13, 'B2', 'DES_res[3].H_b[178,13,B2]') | 0
(178, 13, 'B3', 'DES_res[3].H_b[178,13,B3]') | 0.19621
(178, 13, 'B4', 'DES_res[3].H_b[178,13,B4]') | 0
(178, 14, 'B1', 'DES_res[3].H_b[178,14,B1]') | 0
(178, 14, 'B2', 'DES_res[3].H_b[178,14,B2]') | 0
(178, 14, 'B3', 'DES_res[3].H_b[178,14,B3]') | 0.36176
(178, 14, 'B4', 'DES_res[3].H_b[178,14,B4]') | 0
(178, 15, 'B1', 'DES_res[3].H_b[178,15,B1]') | 0
(178, 15, 'B2', 'DES_res[3].H_b[178,15,B2]') | 0
(178, 15, 'B3', 'DES_res[3].H_b[178,15,B3]') | 0.20234
(178, 15, 'B4', 'DES_res[3].H_b[178,15,B4]') | 0
(178, 16, 'B1', 'DES_res[3].H_b[178,16,B1]') | 0
(178, 16, 'B2', 'DES_res[3].H_b[178,16,B2]') | 0
(178, 16, 'B3', 'DES_res[3].H_b[178,16,B3]') | 0.20234
(178, 16, 'B4', 'DES_res[3].H_b[178,16,B4]') | 0
(178, 17, 'B1', 'DES_res[3].H_b[178,17,B1]') | 0
(178, 17, 'B2', 'DES_res[3].H_b[178,17,B2]') | 0
(178, 17, 'B3', 'DES_res[3].H_b[178,17,B3]') | 0.82163
(178, 17, 'B4', 'DES_res[3].H_b[178,17,B4]') | 0
(178, 18, 'B1', 'DES_res[3].H_b[178,18,B1]') | 0
(178, 18, 'B2', 'DES_res[3].H_b[178,18,B2]') | 0
(178, 18, 'B3', 'DES_res[3].H_b[178,18,B3]') | 0.82572
(178, 18, 'B4', 'DES_res[3].H_b[178,18,B4]') | 0
(178, 19, 'B1', 'DES_res[3].H_b[178,19,B1]') | 0
(178, 19, 'B2', 'DES_res[3].H_b[178,19,B2]') | 0
(178, 19, 'B3', 'DES_res[3].H_b[178,19,B3]') | 1.0465
(178, 19, 'B4', 'DES_res[3].H_b[178,19,B4]') | 0
(178, 20, 'B1', 'DES_res[3].H_b[178,20,B1]') | 0
(178, 20, 'B2', 'DES_res[3].H_b[178,20,B2]') | 0
(178, 20, 'B3', 'DES_res[3].H_b[178,20,B3]') | 0.82572
(178, 20, 'B4', 'DES_res[3].H_b[178,20,B4]') | 0
(178, 21, 'B1', 'DES_res[3].H_b[178,21,B1]') | 0
(178, 21, 'B2', 'DES_res[3].H_b[178,21,B2]') | 0
(178, 21, 'B3', 'DES_res[3].H_b[178,21,B3]') | 0.8155
(178, 21, 'B4', 'DES_res[3].H_b[178,21,B4]') | 0
(178, 22, 'B1', 'DES_res[3].H_b[178,22,B1]') | 0
(178, 22, 'B2', 'DES_res[3].H_b[178,22,B2]') | 0
(178, 22, 'B3', 'DES_res[3].H_b[178,22,B3]') | 0.79915
(178, 22, 'B4', 'DES_res[3].H_b[178,22,B4]') | 0
(178, 23, 'B1', 'DES_res[3].H_b[178,23,B1]') | 0
(178, 23, 'B2', 'DES_res[3].H_b[178,23,B2]') | 0
(178, 23, 'B3', 'DES_res[3].H_b[178,23,B3]') | 0.31271
(178, 23, 'B4', 'DES_res[3].H_b[178,23,B4]') | 0
(178, 24, 'B1', 'DES_res[3].H_b[178,24,B1]') | 0
(178, 24, 'B2', 'DES_res[3].H_b[178,24,B2]') | 0
(178, 24, 'B3', 'DES_res[3].H_b[178,24,B3]') | 0.06949
(178, 24, 'B4', 'DES_res[3].H_b[178,24,B4]') | 0
(208, 1, 'B1', 'DES_res[3].H_b[208,1,B1]') | 0
(208, 1, 'B2', 'DES_res[3].H_b[208,1,B2]') | 0
(208, 1, 'B3', 'DES_res[3].H_b[208,1,B3]') | 0.2023
(208, 1, 'B4', 'DES_res[3].H_b[208,1,B4]') | 0
(208, 2, 'B1', 'DES_res[3].H_b[208,2,B1]') | 0
(208, 2, 'B2', 'DES_res[3].H_b[208,2,B2]') | 0
(208, 2, 'B3', 'DES_res[3].H_b[208,2,B3]') | 0.00595
(208, 2, 'B4', 'DES_res[3].H_b[208,2,B4]') | 0
(208, 3, 'B1', 'DES_res[3].H_b[208,3,B1]') | 0
(208, 3, 'B2', 'DES_res[3].H_b[208,3,B2]') | 0
(208, 3, 'B3', 'DES_res[3].H_b[208,3,B3]') | 0.00595
(208, 3, 'B4', 'DES_res[3].H_b[208,3,B4]') | 0
(208, 4, 'B1', 'DES_res[3].H_b[208,4,B1]') | 0
(208, 4, 'B2', 'DES_res[3].H_b[208,4,B2]') | 0
(208, 4, 'B3', 'DES_res[3].H_b[208,4,B3]') | 1.071
(208, 4, 'B4', 'DES_res[3].H_b[208,4,B4]') | 0
(208, 5, 'B1', 'DES_res[3].H_b[208,5,B1]') | 0
(208, 5, 'B2', 'DES_res[3].H_b[208,5,B2]') | 0
(208, 5, 'B3', 'DES_res[3].H_b[208,5,B3]') | 0.98771
(208, 5, 'B4', 'DES_res[3].H_b[208,5,B4]') | 0
(208, 6, 'B1', 'DES_res[3].H_b[208,6,B1]') | 0
(208, 6, 'B2', 'DES_res[3].H_b[208,6,B2]') | 0
(208, 6, 'B3', 'DES_res[3].H_b[208,6,B3]') | 0.16065
(208, 6, 'B4', 'DES_res[3].H_b[208,6,B4]') | 0
(208, 7, 'B1', 'DES_res[3].H_b[208,7,B1]') | 0
(208, 7, 'B2', 'DES_res[3].H_b[208,7,B2]') | 0
(208, 7, 'B3', 'DES_res[3].H_b[208,7,B3]') | 0.57914
(208, 7, 'B4', 'DES_res[3].H_b[208,7,B4]') | 0
(208, 8, 'B1', 'DES_res[3].H_b[208,8,B1]') | 0
(208, 8, 'B2', 'DES_res[3].H_b[208,8,B2]') | 0
(208, 8, 'B3', 'DES_res[3].H_b[208,8,B3]') | 1.0948
(208, 8, 'B4', 'DES_res[3].H_b[208,8,B4]') | 0
(208, 9, 'B1', 'DES_res[3].H_b[208,9,B1]') | 0
(208, 9, 'B2', 'DES_res[3].H_b[208,9,B2]') | 0
(208, 9, 'B3', 'DES_res[3].H_b[208,9,B3]') | 0.357
(208, 9, 'B4', 'DES_res[3].H_b[208,9,B4]') | 0
(208, 10, 'B1', 'DES_res[3].H_b[208,10,B1]') | 0
(208, 10, 'B2', 'DES_res[3].H_b[208,10,B2]') | 0
(208, 10, 'B3', 'DES_res[3].H_b[208,10,B3]') | 0.35105
(208, 10, 'B4', 'DES_res[3].H_b[208,10,B4]') | 0
(208, 11, 'B1', 'DES_res[3].H_b[208,11,B1]') | 0
(208, 11, 'B2', 'DES_res[3].H_b[208,11,B2]') | 0
(208, 11, 'B3', 'DES_res[3].H_b[208,11,B3]') | 1.1186
(208, 11, 'B4', 'DES_res[3].H_b[208,11,B4]') | 0
(208, 12, 'B1', 'DES_res[3].H_b[208,12,B1]') | 0
(208, 12, 'B2', 'DES_res[3].H_b[208,12,B2]') | 0
(208, 12, 'B3', 'DES_res[3].H_b[208,12,B3]') | 0.18445
(208, 12, 'B4', 'DES_res[3].H_b[208,12,B4]') | 0
(208, 13, 'B1', 'DES_res[3].H_b[208,13,B1]') | 0
(208, 13, 'B2', 'DES_res[3].H_b[208,13,B2]') | 0
(208, 13, 'B3', 'DES_res[3].H_b[208,13,B3]') | 0.1904
(208, 13, 'B4', 'DES_res[3].H_b[208,13,B4]') | 0
(208, 14, 'B1', 'DES_res[3].H_b[208,14,B1]') | 0
(208, 14, 'B2', 'DES_res[3].H_b[208,14,B2]') | 0
(208, 14, 'B3', 'DES_res[3].H_b[208,14,B3]') | 0.35105
(208, 14, 'B4', 'DES_res[3].H_b[208,14,B4]') | 0
(208, 15, 'B1', 'DES_res[3].H_b[208,15,B1]') | 0
(208, 15, 'B2', 'DES_res[3].H_b[208,15,B2]') | 0
(208, 15, 'B3', 'DES_res[3].H_b[208,15,B3]') | 0.19635
(208, 15, 'B4', 'DES_res[3].H_b[208,15,B4]') | 0
(208, 16, 'B1', 'DES_res[3].H_b[208,16,B1]') | 0
(208, 16, 'B2', 'DES_res[3].H_b[208,16,B2]') | 0
(208, 16, 'B3', 'DES_res[3].H_b[208,16,B3]') | 0.19635
(208, 16, 'B4', 'DES_res[3].H_b[208,16,B4]') | 0
(208, 17, 'B1', 'DES_res[3].H_b[208,17,B1]') | 0
(208, 17, 'B2', 'DES_res[3].H_b[208,17,B2]') | 0
(208, 17, 'B3', 'DES_res[3].H_b[208,17,B3]') | 0.79731
(208, 17, 'B4', 'DES_res[3].H_b[208,17,B4]') | 0
(208, 18, 'B1', 'DES_res[3].H_b[208,18,B1]') | 0
(208, 18, 'B2', 'DES_res[3].H_b[208,18,B2]') | 0
(208, 18, 'B3', 'DES_res[3].H_b[208,18,B3]') | 0.80127
(208, 18, 'B4', 'DES_res[3].H_b[208,18,B4]') | 0
(208, 19, 'B1', 'DES_res[3].H_b[208,19,B1]') | 0
(208, 19, 'B2', 'DES_res[3].H_b[208,19,B2]') | 0
(208, 19, 'B3', 'DES_res[3].H_b[208,19,B3]') | 1.0155
(208, 19, 'B4', 'DES_res[3].H_b[208,19,B4]') | 0
(208, 20, 'B1', 'DES_res[3].H_b[208,20,B1]') | 0
(208, 20, 'B2', 'DES_res[3].H_b[208,20,B2]') | 0
(208, 20, 'B3', 'DES_res[3].H_b[208,20,B3]') | 0.80127
(208, 20, 'B4', 'DES_res[3].H_b[208,20,B4]') | 0
(208, 21, 'B1', 'DES_res[3].H_b[208,21,B1]') | 0
(208, 21, 'B2', 'DES_res[3].H_b[208,21,B2]') | 0
(208, 21, 'B3', 'DES_res[3].H_b[208,21,B3]') | 0.79136
(208, 21, 'B4', 'DES_res[3].H_b[208,21,B4]') | 0
(208, 22, 'B1', 'DES_res[3].H_b[208,22,B1]') | 0
(208, 22, 'B2', 'DES_res[3].H_b[208,22,B2]') | 0
(208, 22, 'B3', 'DES_res[3].H_b[208,22,B3]') | 0.77549
(208, 22, 'B4', 'DES_res[3].H_b[208,22,B4]') | 0
(208, 23, 'B1', 'DES_res[3].H_b[208,23,B1]') | 0
(208, 23, 'B2', 'DES_res[3].H_b[208,23,B2]') | 0
(208, 23, 'B3', 'DES_res[3].H_b[208,23,B3]') | 0.30345
(208, 23, 'B4', 'DES_res[3].H_b[208,23,B4]') | 0
(208, 24, 'B1', 'DES_res[3].H_b[208,24,B1]') | 0
(208, 24, 'B2', 'DES_res[3].H_b[208,24,B2]') | 0
(208, 24, 'B3', 'DES_res[3].H_b[208,24,B3]') | 0.06743
(208, 24, 'B4', 'DES_res[3].H_b[208,24,B4]') | 0
(225, 1, 'B1', 'DES_res[3].H_b[225,1,B1]') | 0
(225, 1, 'B2', 'DES_res[3].H_b[225,1,B2]') | 0
(225, 1, 'B3', 'DES_res[3].H_b[225,1,B3]') | 0.31664
(225, 1, 'B4', 'DES_res[3].H_b[225,1,B4]') | 0
(225, 2, 'B1', 'DES_res[3].H_b[225,2,B1]') | 0
(225, 2, 'B2', 'DES_res[3].H_b[225,2,B2]') | 0
(225, 2, 'B3', 'DES_res[3].H_b[225,2,B3]') | 0.00931
(225, 2, 'B4', 'DES_res[3].H_b[225,2,B4]') | 0
(225, 3, 'B1', 'DES_res[3].H_b[225,3,B1]') | 0
(225, 3, 'B2', 'DES_res[3].H_b[225,3,B2]') | 0
(225, 3, 'B3', 'DES_res[3].H_b[225,3,B3]') | 0.00931
(225, 3, 'B4', 'DES_res[3].H_b[225,3,B4]') | 0
(225, 4, 'B1', 'DES_res[3].H_b[225,4,B1]') | 0
(225, 4, 'B2', 'DES_res[3].H_b[225,4,B2]') | 0
(225, 4, 'B3', 'DES_res[3].H_b[225,4,B3]') | 1.6763
(225, 4, 'B4', 'DES_res[3].H_b[225,4,B4]') | 0
(225, 5, 'B1', 'DES_res[3].H_b[225,5,B1]') | 0
(225, 5, 'B2', 'DES_res[3].H_b[225,5,B2]') | 0
(225, 5, 'B3', 'DES_res[3].H_b[225,5,B3]') | 1.5459
(225, 5, 'B4', 'DES_res[3].H_b[225,5,B4]') | 0
(225, 6, 'B1', 'DES_res[3].H_b[225,6,B1]') | 0
(225, 6, 'B2', 'DES_res[3].H_b[225,6,B2]') | 0
(225, 6, 'B3', 'DES_res[3].H_b[225,6,B3]') | 0.25145
(225, 6, 'B4', 'DES_res[3].H_b[225,6,B4]') | 0
(225, 7, 'B1', 'DES_res[3].H_b[225,7,B1]') | 0
(225, 7, 'B2', 'DES_res[3].H_b[225,7,B2]') | 0
(225, 7, 'B3', 'DES_res[3].H_b[225,7,B3]') | 0.90645
(225, 7, 'B4', 'DES_res[3].H_b[225,7,B4]') | 0
(225, 8, 'B1', 'DES_res[3].H_b[225,8,B1]') | 0
(225, 8, 'B2', 'DES_res[3].H_b[225,8,B2]') | 0
(225, 8, 'B3', 'DES_res[3].H_b[225,8,B3]') | 1.7136
(225, 8, 'B4', 'DES_res[3].H_b[225,8,B4]') | 0
(225, 9, 'B1', 'DES_res[3].H_b[225,9,B1]') | 0
(225, 9, 'B2', 'DES_res[3].H_b[225,9,B2]') | 0
(225, 9, 'B3', 'DES_res[3].H_b[225,9,B3]') | 0.55877
(225, 9, 'B4', 'DES_res[3].H_b[225,9,B4]') | 0
(225, 10, 'B1', 'DES_res[3].H_b[225,10,B1]') | 0
(225, 10, 'B2', 'DES_res[3].H_b[225,10,B2]') | 0
(225, 10, 'B3', 'DES_res[3].H_b[225,10,B3]') | 0.54946
(225, 10, 'B4', 'DES_res[3].H_b[225,10,B4]') | 0
(225, 11, 'B1', 'DES_res[3].H_b[225,11,B1]') | 0
(225, 11, 'B2', 'DES_res[3].H_b[225,11,B2]') | 0
(225, 11, 'B3', 'DES_res[3].H_b[225,11,B3]') | 1.7508
(225, 11, 'B4', 'DES_res[3].H_b[225,11,B4]') | 0
(225, 12, 'B1', 'DES_res[3].H_b[225,12,B1]') | 0
(225, 12, 'B2', 'DES_res[3].H_b[225,12,B2]') | 0
(225, 12, 'B3', 'DES_res[3].H_b[225,12,B3]') | 0.2887
(225, 12, 'B4', 'DES_res[3].H_b[225,12,B4]') | 0
(225, 13, 'B1', 'DES_res[3].H_b[225,13,B1]') | 0
(225, 13, 'B2', 'DES_res[3].H_b[225,13,B2]') | 0
(225, 13, 'B3', 'DES_res[3].H_b[225,13,B3]') | 0.29801
(225, 13, 'B4', 'DES_res[3].H_b[225,13,B4]') | 0
(225, 14, 'B1', 'DES_res[3].H_b[225,14,B1]') | 0
(225, 14, 'B2', 'DES_res[3].H_b[225,14,B2]') | 0
(225, 14, 'B3', 'DES_res[3].H_b[225,14,B3]') | 0.54946
(225, 14, 'B4', 'DES_res[3].H_b[225,14,B4]') | 0
(225, 15, 'B1', 'DES_res[3].H_b[225,15,B1]') | 0
(225, 15, 'B2', 'DES_res[3].H_b[225,15,B2]') | 0
(225, 15, 'B3', 'DES_res[3].H_b[225,15,B3]') | 0.30732
(225, 15, 'B4', 'DES_res[3].H_b[225,15,B4]') | 0
(225, 16, 'B1', 'DES_res[3].H_b[225,16,B1]') | 0
(225, 16, 'B2', 'DES_res[3].H_b[225,16,B2]') | 0
(225, 16, 'B3', 'DES_res[3].H_b[225,16,B3]') | 0.30732
(225, 16, 'B4', 'DES_res[3].H_b[225,16,B4]') | 0
(225, 17, 'B1', 'DES_res[3].H_b[225,17,B1]') | 0
(225, 17, 'B2', 'DES_res[3].H_b[225,17,B2]') | 0
(225, 17, 'B3', 'DES_res[3].H_b[225,17,B3]') | 1.2479
(225, 17, 'B4', 'DES_res[3].H_b[225,17,B4]') | 0
(225, 18, 'B1', 'DES_res[3].H_b[225,18,B1]') | 0
(225, 18, 'B2', 'DES_res[3].H_b[225,18,B2]') | 0
(225, 18, 'B3', 'DES_res[3].H_b[225,18,B3]') | 1.2541
(225, 18, 'B4', 'DES_res[3].H_b[225,18,B4]') | 0
(225, 19, 'B1', 'DES_res[3].H_b[225,19,B1]') | 0
(225, 19, 'B2', 'DES_res[3].H_b[225,19,B2]') | 0
(225, 19, 'B3', 'DES_res[3].H_b[225,19,B3]') | 1.5894
(225, 19, 'B4', 'DES_res[3].H_b[225,19,B4]') | 0
(225, 20, 'B1', 'DES_res[3].H_b[225,20,B1]') | 0
(225, 20, 'B2', 'DES_res[3].H_b[225,20,B2]') | 0
(225, 20, 'B3', 'DES_res[3].H_b[225,20,B3]') | 1.2541
(225, 20, 'B4', 'DES_res[3].H_b[225,20,B4]') | 0
(225, 21, 'B1', 'DES_res[3].H_b[225,21,B1]') | 0
(225, 21, 'B2', 'DES_res[3].H_b[225,21,B2]') | 0
(225, 21, 'B3', 'DES_res[3].H_b[225,21,B3]') | 1.2386
(225, 21, 'B4', 'DES_res[3].H_b[225,21,B4]') | 0
(225, 22, 'B1', 'DES_res[3].H_b[225,22,B1]') | 0
(225, 22, 'B2', 'DES_res[3].H_b[225,22,B2]') | 0
(225, 22, 'B3', 'DES_res[3].H_b[225,22,B3]') | 1.2138
(225, 22, 'B4', 'DES_res[3].H_b[225,22,B4]') | 0
(225, 23, 'B1', 'DES_res[3].H_b[225,23,B1]') | 0
(225, 23, 'B2', 'DES_res[3].H_b[225,23,B2]') | 0
(225, 23, 'B3', 'DES_res[3].H_b[225,23,B3]') | 0.47496
(225, 23, 'B4', 'DES_res[3].H_b[225,23,B4]') | 0
(225, 24, 'B1', 'DES_res[3].H_b[225,24,B1]') | 0
(225, 24, 'B2', 'DES_res[3].H_b[225,24,B2]') | 0
(225, 24, 'B3', 'DES_res[3].H_b[225,24,B3]') | 0.10555
(225, 24, 'B4', 'DES_res[3].H_b[225,24,B4]') | 0
(248, 1, 'B1', 'DES_res[3].H_b[248,1,B1]') | 0
(248, 1, 'B2', 'DES_res[3].H_b[248,1,B2]') | 0
(248, 1, 'B3', 'DES_res[3].H_b[248,1,B3]') | 0.27004
(248, 1, 'B4', 'DES_res[3].H_b[248,1,B4]') | 0
(248, 2, 'B1', 'DES_res[3].H_b[248,2,B1]') | 0
(248, 2, 'B2', 'DES_res[3].H_b[248,2,B2]') | 0
(248, 2, 'B3', 'DES_res[3].H_b[248,2,B3]') | 0.00794
(248, 2, 'B4', 'DES_res[3].H_b[248,2,B4]') | 0
(248, 3, 'B1', 'DES_res[3].H_b[248,3,B1]') | 0
(248, 3, 'B2', 'DES_res[3].H_b[248,3,B2]') | 0
(248, 3, 'B3', 'DES_res[3].H_b[248,3,B3]') | 0.00794
(248, 3, 'B4', 'DES_res[3].H_b[248,3,B4]') | 0
(248, 4, 'B1', 'DES_res[3].H_b[248,4,B1]') | 0
(248, 4, 'B2', 'DES_res[3].H_b[248,4,B2]') | 0
(248, 4, 'B3', 'DES_res[3].H_b[248,4,B3]') | 1.4296
(248, 4, 'B4', 'DES_res[3].H_b[248,4,B4]') | 0
(248, 5, 'B1', 'DES_res[3].H_b[248,5,B1]') | 0
(248, 5, 'B2', 'DES_res[3].H_b[248,5,B2]') | 0
(248, 5, 'B3', 'DES_res[3].H_b[248,5,B3]') | 1.3184
(248, 5, 'B4', 'DES_res[3].H_b[248,5,B4]') | 0
(248, 6, 'B1', 'DES_res[3].H_b[248,6,B1]') | 0
(248, 6, 'B2', 'DES_res[3].H_b[248,6,B2]') | 0
(248, 6, 'B3', 'DES_res[3].H_b[248,6,B3]') | 0.21444
(248, 6, 'B4', 'DES_res[3].H_b[248,6,B4]') | 0
(248, 7, 'B1', 'DES_res[3].H_b[248,7,B1]') | 0
(248, 7, 'B2', 'DES_res[3].H_b[248,7,B2]') | 0
(248, 7, 'B3', 'DES_res[3].H_b[248,7,B3]') | 0.77306
(248, 7, 'B4', 'DES_res[3].H_b[248,7,B4]') | 0
(248, 8, 'B1', 'DES_res[3].H_b[248,8,B1]') | 0
(248, 8, 'B2', 'DES_res[3].H_b[248,8,B2]') | 0
(248, 8, 'B3', 'DES_res[3].H_b[248,8,B3]') | 1.4614
(248, 8, 'B4', 'DES_res[3].H_b[248,8,B4]') | 0
(248, 9, 'B1', 'DES_res[3].H_b[248,9,B1]') | 0
(248, 9, 'B2', 'DES_res[3].H_b[248,9,B2]') | 0
(248, 9, 'B3', 'DES_res[3].H_b[248,9,B3]') | 0.47654
(248, 9, 'B4', 'DES_res[3].H_b[248,9,B4]') | 0
(248, 10, 'B1', 'DES_res[3].H_b[248,10,B1]') | 0
(248, 10, 'B2', 'DES_res[3].H_b[248,10,B2]') | 0
(248, 10, 'B3', 'DES_res[3].H_b[248,10,B3]') | 0.4686
(248, 10, 'B4', 'DES_res[3].H_b[248,10,B4]') | 0
(248, 11, 'B1', 'DES_res[3].H_b[248,11,B1]') | 0
(248, 11, 'B2', 'DES_res[3].H_b[248,11,B2]') | 0
(248, 11, 'B3', 'DES_res[3].H_b[248,11,B3]') | 1.4932
(248, 11, 'B4', 'DES_res[3].H_b[248,11,B4]') | 0
(248, 12, 'B1', 'DES_res[3].H_b[248,12,B1]') | 0
(248, 12, 'B2', 'DES_res[3].H_b[248,12,B2]') | 0
(248, 12, 'B3', 'DES_res[3].H_b[248,12,B3]') | 0.24621
(248, 12, 'B4', 'DES_res[3].H_b[248,12,B4]') | 0
(248, 13, 'B1', 'DES_res[3].H_b[248,13,B1]') | 0
(248, 13, 'B2', 'DES_res[3].H_b[248,13,B2]') | 0
(248, 13, 'B3', 'DES_res[3].H_b[248,13,B3]') | 0.25416
(248, 13, 'B4', 'DES_res[3].H_b[248,13,B4]') | 0
(248, 14, 'B1', 'DES_res[3].H_b[248,14,B1]') | 0
(248, 14, 'B2', 'DES_res[3].H_b[248,14,B2]') | 0
(248, 14, 'B3', 'DES_res[3].H_b[248,14,B3]') | 0.4686
(248, 14, 'B4', 'DES_res[3].H_b[248,14,B4]') | 0
(248, 15, 'B1', 'DES_res[3].H_b[248,15,B1]') | 0
(248, 15, 'B2', 'DES_res[3].H_b[248,15,B2]') | 0
(248, 15, 'B3', 'DES_res[3].H_b[248,15,B3]') | 0.2621
(248, 15, 'B4', 'DES_res[3].H_b[248,15,B4]') | 0
(248, 16, 'B1', 'DES_res[3].H_b[248,16,B1]') | 0
(248, 16, 'B2', 'DES_res[3].H_b[248,16,B2]') | 0
(248, 16, 'B3', 'DES_res[3].H_b[248,16,B3]') | 0.2621
(248, 16, 'B4', 'DES_res[3].H_b[248,16,B4]') | 0
(248, 17, 'B1', 'DES_res[3].H_b[248,17,B1]') | 0
(248, 17, 'B2', 'DES_res[3].H_b[248,17,B2]') | 0
(248, 17, 'B3', 'DES_res[3].H_b[248,17,B3]') | 1.0643
(248, 17, 'B4', 'DES_res[3].H_b[248,17,B4]') | 0
(248, 18, 'B1', 'DES_res[3].H_b[248,18,B1]') | 0
(248, 18, 'B2', 'DES_res[3].H_b[248,18,B2]') | 0
(248, 18, 'B3', 'DES_res[3].H_b[248,18,B3]') | 1.0696
(248, 18, 'B4', 'DES_res[3].H_b[248,18,B4]') | 0
(248, 19, 'B1', 'DES_res[3].H_b[248,19,B1]') | 0
(248, 19, 'B2', 'DES_res[3].H_b[248,19,B2]') | 0
(248, 19, 'B3', 'DES_res[3].H_b[248,19,B3]') | 1.3555
(248, 19, 'B4', 'DES_res[3].H_b[248,19,B4]') | 0
(248, 20, 'B1', 'DES_res[3].H_b[248,20,B1]') | 0
(248, 20, 'B2', 'DES_res[3].H_b[248,20,B2]') | 0
(248, 20, 'B3', 'DES_res[3].H_b[248,20,B3]') | 1.0696
(248, 20, 'B4', 'DES_res[3].H_b[248,20,B4]') | 0
(248, 21, 'B1', 'DES_res[3].H_b[248,21,B1]') | 0
(248, 21, 'B2', 'DES_res[3].H_b[248,21,B2]') | 0
(248, 21, 'B3', 'DES_res[3].H_b[248,21,B3]') | 1.0563
(248, 21, 'B4', 'DES_res[3].H_b[248,21,B4]') | 0
(248, 22, 'B1', 'DES_res[3].H_b[248,22,B1]') | 0
(248, 22, 'B2', 'DES_res[3].H_b[248,22,B2]') | 0
(248, 22, 'B3', 'DES_res[3].H_b[248,22,B3]') | 1.0352
(248, 22, 'B4', 'DES_res[3].H_b[248,22,B4]') | 0
(248, 23, 'B1', 'DES_res[3].H_b[248,23,B1]') | 0
(248, 23, 'B2', 'DES_res[3].H_b[248,23,B2]') | 0
(248, 23, 'B3', 'DES_res[3].H_b[248,23,B3]') | 0.40506
(248, 23, 'B4', 'DES_res[3].H_b[248,23,B4]') | 0
(248, 24, 'B1', 'DES_res[3].H_b[248,24,B1]') | 0
(248, 24, 'B2', 'DES_res[3].H_b[248,24,B2]') | 0
(248, 24, 'B3', 'DES_res[3].H_b[248,24,B3]') | 0.09001
(248, 24, 'B4', 'DES_res[3].H_b[248,24,B4]') | 0
(249, 1, 'B1', 'DES_res[3].H_b[249,1,B1]') | 0.11926
(249, 1, 'B2', 'DES_res[3].H_b[249,1,B2]') | 0
(249, 1, 'B3', 'DES_res[3].H_b[249,1,B3]') | 0
(249, 1, 'B4', 'DES_res[3].H_b[249,1,B4]') | 0
(249, 2, 'B1', 'DES_res[3].H_b[249,2,B1]') | 0.00351
(249, 2, 'B2', 'DES_res[3].H_b[249,2,B2]') | 0
(249, 2, 'B3', 'DES_res[3].H_b[249,2,B3]') | 0
(249, 2, 'B4', 'DES_res[3].H_b[249,2,B4]') | 0
(249, 3, 'B1', 'DES_res[3].H_b[249,3,B1]') | 0.00351
(249, 3, 'B2', 'DES_res[3].H_b[249,3,B2]') | 0
(249, 3, 'B3', 'DES_res[3].H_b[249,3,B3]') | 0
(249, 3, 'B4', 'DES_res[3].H_b[249,3,B4]') | 0
(249, 4, 'B1', 'DES_res[3].H_b[249,4,B1]') | 0.63137
(249, 4, 'B2', 'DES_res[3].H_b[249,4,B2]') | 0
(249, 4, 'B3', 'DES_res[3].H_b[249,4,B3]') | 0
(249, 4, 'B4', 'DES_res[3].H_b[249,4,B4]') | 0
(249, 5, 'B1', 'DES_res[3].H_b[249,5,B1]') | 0.58226
(249, 5, 'B2', 'DES_res[3].H_b[249,5,B2]') | 0
(249, 5, 'B3', 'DES_res[3].H_b[249,5,B3]') | 0
(249, 5, 'B4', 'DES_res[3].H_b[249,5,B4]') | 0
(249, 6, 'B1', 'DES_res[3].H_b[249,6,B1]') | 0.0947
(249, 6, 'B2', 'DES_res[3].H_b[249,6,B2]') | 0
(249, 6, 'B3', 'DES_res[3].H_b[249,6,B3]') | 0
(249, 6, 'B4', 'DES_res[3].H_b[249,6,B4]') | 0
(249, 7, 'B1', 'DES_res[3].H_b[249,7,B1]') | 0.34141
(249, 7, 'B2', 'DES_res[3].H_b[249,7,B2]') | 0
(249, 7, 'B3', 'DES_res[3].H_b[249,7,B3]') | 0
(249, 7, 'B4', 'DES_res[3].H_b[249,7,B4]') | 0
(249, 8, 'B1', 'DES_res[3].H_b[249,8,B1]') | 0.6454
(249, 8, 'B2', 'DES_res[3].H_b[249,8,B2]') | 0
(249, 8, 'B3', 'DES_res[3].H_b[249,8,B3]') | 0
(249, 8, 'B4', 'DES_res[3].H_b[249,8,B4]') | 0
(249, 9, 'B1', 'DES_res[3].H_b[249,9,B1]') | 0.21046
(249, 9, 'B2', 'DES_res[3].H_b[249,9,B2]') | 0
(249, 9, 'B3', 'DES_res[3].H_b[249,9,B3]') | 0
(249, 9, 'B4', 'DES_res[3].H_b[249,9,B4]') | 0
(249, 10, 'B1', 'DES_res[3].H_b[249,10,B1]') | 0.20695
(249, 10, 'B2', 'DES_res[3].H_b[249,10,B2]') | 0
(249, 10, 'B3', 'DES_res[3].H_b[249,10,B3]') | 0
(249, 10, 'B4', 'DES_res[3].H_b[249,10,B4]') | 0
(249, 11, 'B1', 'DES_res[3].H_b[249,11,B1]') | 0.65943
(249, 11, 'B2', 'DES_res[3].H_b[249,11,B2]') | 0
(249, 11, 'B3', 'DES_res[3].H_b[249,11,B3]') | 0
(249, 11, 'B4', 'DES_res[3].H_b[249,11,B4]') | 0
(249, 12, 'B1', 'DES_res[3].H_b[249,12,B1]') | 0.10874
(249, 12, 'B2', 'DES_res[3].H_b[249,12,B2]') | 0
(249, 12, 'B3', 'DES_res[3].H_b[249,12,B3]') | 0
(249, 12, 'B4', 'DES_res[3].H_b[249,12,B4]') | 0
(249, 13, 'B1', 'DES_res[3].H_b[249,13,B1]') | 0.11224
(249, 13, 'B2', 'DES_res[3].H_b[249,13,B2]') | 0
(249, 13, 'B3', 'DES_res[3].H_b[249,13,B3]') | 0
(249, 13, 'B4', 'DES_res[3].H_b[249,13,B4]') | 0
(249, 14, 'B1', 'DES_res[3].H_b[249,14,B1]') | 0.20695
(249, 14, 'B2', 'DES_res[3].H_b[249,14,B2]') | 0
(249, 14, 'B3', 'DES_res[3].H_b[249,14,B3]') | 0
(249, 14, 'B4', 'DES_res[3].H_b[249,14,B4]') | 0
(249, 15, 'B1', 'DES_res[3].H_b[249,15,B1]') | 0.11575
(249, 15, 'B2', 'DES_res[3].H_b[249,15,B2]') | 0
(249, 15, 'B3', 'DES_res[3].H_b[249,15,B3]') | 0
(249, 15, 'B4', 'DES_res[3].H_b[249,15,B4]') | 0
(249, 16, 'B1', 'DES_res[3].H_b[249,16,B1]') | 0.11575
(249, 16, 'B2', 'DES_res[3].H_b[249,16,B2]') | 0
(249, 16, 'B3', 'DES_res[3].H_b[249,16,B3]') | 0
(249, 16, 'B4', 'DES_res[3].H_b[249,16,B4]') | 0
(249, 17, 'B1', 'DES_res[3].H_b[249,17,B1]') | 0.47002
(249, 17, 'B2', 'DES_res[3].H_b[249,17,B2]') | 0
(249, 17, 'B3', 'DES_res[3].H_b[249,17,B3]') | 0
(249, 17, 'B4', 'DES_res[3].H_b[249,17,B4]') | 0
(249, 18, 'B1', 'DES_res[3].H_b[249,18,B1]') | 0.47236
(249, 18, 'B2', 'DES_res[3].H_b[249,18,B2]') | 0
(249, 18, 'B3', 'DES_res[3].H_b[249,18,B3]') | 0
(249, 18, 'B4', 'DES_res[3].H_b[249,18,B4]') | 0
(249, 19, 'B1', 'DES_res[3].H_b[249,19,B1]') | 0.59863
(249, 19, 'B2', 'DES_res[3].H_b[249,19,B2]') | 0
(249, 19, 'B3', 'DES_res[3].H_b[249,19,B3]') | 0
(249, 19, 'B4', 'DES_res[3].H_b[249,19,B4]') | 0
(249, 20, 'B1', 'DES_res[3].H_b[249,20,B1]') | 0.47236
(249, 20, 'B2', 'DES_res[3].H_b[249,20,B2]') | 0
(249, 20, 'B3', 'DES_res[3].H_b[249,20,B3]') | 0
(249, 20, 'B4', 'DES_res[3].H_b[249,20,B4]') | 0
(249, 21, 'B1', 'DES_res[3].H_b[249,21,B1]') | 0.46651
(249, 21, 'B2', 'DES_res[3].H_b[249,21,B2]') | 0
(249, 21, 'B3', 'DES_res[3].H_b[249,21,B3]') | 0
(249, 21, 'B4', 'DES_res[3].H_b[249,21,B4]') | 0
(249, 22, 'B1', 'DES_res[3].H_b[249,22,B1]') | 0.45716
(249, 22, 'B2', 'DES_res[3].H_b[249,22,B2]') | 0
(249, 22, 'B3', 'DES_res[3].H_b[249,22,B3]') | 0
(249, 22, 'B4', 'DES_res[3].H_b[249,22,B4]') | 0
(249, 23, 'B1', 'DES_res[3].H_b[249,23,B1]') | 0.17889
(249, 23, 'B2', 'DES_res[3].H_b[249,23,B2]') | 0
(249, 23, 'B3', 'DES_res[3].H_b[249,23,B3]') | 0
(249, 23, 'B4', 'DES_res[3].H_b[249,23,B4]') | 0
(249, 24, 'B1', 'DES_res[3].H_b[249,24,B1]') | 0.03975
(249, 24, 'B2', 'DES_res[3].H_b[249,24,B2]') | 0
(249, 24, 'B3', 'DES_res[3].H_b[249,24,B3]') | 0
(249, 24, 'B4', 'DES_res[3].H_b[249,24,B4]') | 0
(264, 1, 'B1', 'DES_res[3].H_b[264,1,B1]') | 0.05618
(264, 1, 'B2', 'DES_res[3].H_b[264,1,B2]') | 0
(264, 1, 'B3', 'DES_res[3].H_b[264,1,B3]') | 0
(264, 1, 'B4', 'DES_res[3].H_b[264,1,B4]') | 0
(264, 2, 'B1', 'DES_res[3].H_b[264,2,B1]') | 0.00165
(264, 2, 'B2', 'DES_res[3].H_b[264,2,B2]') | 0
(264, 2, 'B3', 'DES_res[3].H_b[264,2,B3]') | 0
(264, 2, 'B4', 'DES_res[3].H_b[264,2,B4]') | 0
(264, 3, 'B1', 'DES_res[3].H_b[264,3,B1]') | 0.00165
(264, 3, 'B2', 'DES_res[3].H_b[264,3,B2]') | 0
(264, 3, 'B3', 'DES_res[3].H_b[264,3,B3]') | 0
(264, 3, 'B4', 'DES_res[3].H_b[264,3,B4]') | 0
(264, 4, 'B1', 'DES_res[3].H_b[264,4,B1]') | 0.29742
(264, 4, 'B2', 'DES_res[3].H_b[264,4,B2]') | 0
(264, 4, 'B3', 'DES_res[3].H_b[264,4,B3]') | 0
(264, 4, 'B4', 'DES_res[3].H_b[264,4,B4]') | 0
(264, 5, 'B1', 'DES_res[3].H_b[264,5,B1]') | 0.27428
(264, 5, 'B2', 'DES_res[3].H_b[264,5,B2]') | 0
(264, 5, 'B3', 'DES_res[3].H_b[264,5,B3]') | 0
(264, 5, 'B4', 'DES_res[3].H_b[264,5,B4]') | 0
(264, 6, 'B1', 'DES_res[3].H_b[264,6,B1]') | 0.04461
(264, 6, 'B2', 'DES_res[3].H_b[264,6,B2]') | 0
(264, 6, 'B3', 'DES_res[3].H_b[264,6,B3]') | 0
(264, 6, 'B4', 'DES_res[3].H_b[264,6,B4]') | 0
(264, 7, 'B1', 'DES_res[3].H_b[264,7,B1]') | 0.16082
(264, 7, 'B2', 'DES_res[3].H_b[264,7,B2]') | 0
(264, 7, 'B3', 'DES_res[3].H_b[264,7,B3]') | 0
(264, 7, 'B4', 'DES_res[3].H_b[264,7,B4]') | 0
(264, 8, 'B1', 'DES_res[3].H_b[264,8,B1]') | 0.30402
(264, 8, 'B2', 'DES_res[3].H_b[264,8,B2]') | 0
(264, 8, 'B3', 'DES_res[3].H_b[264,8,B3]') | 0
(264, 8, 'B4', 'DES_res[3].H_b[264,8,B4]') | 0
(264, 9, 'B1', 'DES_res[3].H_b[264,9,B1]') | 0.09914
(264, 9, 'B2', 'DES_res[3].H_b[264,9,B2]') | 0
(264, 9, 'B3', 'DES_res[3].H_b[264,9,B3]') | 0
(264, 9, 'B4', 'DES_res[3].H_b[264,9,B4]') | 0
(264, 10, 'B1', 'DES_res[3].H_b[264,10,B1]') | 0.09749
(264, 10, 'B2', 'DES_res[3].H_b[264,10,B2]') | 0
(264, 10, 'B3', 'DES_res[3].H_b[264,10,B3]') | 0
(264, 10, 'B4', 'DES_res[3].H_b[264,10,B4]') | 0
(264, 11, 'B1', 'DES_res[3].H_b[264,11,B1]') | 0.31063
(264, 11, 'B2', 'DES_res[3].H_b[264,11,B2]') | 0
(264, 11, 'B3', 'DES_res[3].H_b[264,11,B3]') | 0
(264, 11, 'B4', 'DES_res[3].H_b[264,11,B4]') | 0
(264, 12, 'B1', 'DES_res[3].H_b[264,12,B1]') | 0.05122
(264, 12, 'B2', 'DES_res[3].H_b[264,12,B2]') | 0
(264, 12, 'B3', 'DES_res[3].H_b[264,12,B3]') | 0
(264, 12, 'B4', 'DES_res[3].H_b[264,12,B4]') | 0
(264, 13, 'B1', 'DES_res[3].H_b[264,13,B1]') | 0.05287
(264, 13, 'B2', 'DES_res[3].H_b[264,13,B2]') | 0
(264, 13, 'B3', 'DES_res[3].H_b[264,13,B3]') | 0
(264, 13, 'B4', 'DES_res[3].H_b[264,13,B4]') | 0
(264, 14, 'B1', 'DES_res[3].H_b[264,14,B1]') | 0.09749
(264, 14, 'B2', 'DES_res[3].H_b[264,14,B2]') | 0
(264, 14, 'B3', 'DES_res[3].H_b[264,14,B3]') | 0
(264, 14, 'B4', 'DES_res[3].H_b[264,14,B4]') | 0
(264, 15, 'B1', 'DES_res[3].H_b[264,15,B1]') | 0.05453
(264, 15, 'B2', 'DES_res[3].H_b[264,15,B2]') | 0
(264, 15, 'B3', 'DES_res[3].H_b[264,15,B3]') | 0
(264, 15, 'B4', 'DES_res[3].H_b[264,15,B4]') | 0
(264, 16, 'B1', 'DES_res[3].H_b[264,16,B1]') | 0.05453
(264, 16, 'B2', 'DES_res[3].H_b[264,16,B2]') | 0
(264, 16, 'B3', 'DES_res[3].H_b[264,16,B3]') | 0
(264, 16, 'B4', 'DES_res[3].H_b[264,16,B4]') | 0
(264, 17, 'B1', 'DES_res[3].H_b[264,17,B1]') | 0.22141
(264, 17, 'B2', 'DES_res[3].H_b[264,17,B2]') | 0
(264, 17, 'B3', 'DES_res[3].H_b[264,17,B3]') | 0
(264, 17, 'B4', 'DES_res[3].H_b[264,17,B4]') | 0
(264, 18, 'B1', 'DES_res[3].H_b[264,18,B1]') | 0.22251
(264, 18, 'B2', 'DES_res[3].H_b[264,18,B2]') | 0
(264, 18, 'B3', 'DES_res[3].H_b[264,18,B3]') | 0
(264, 18, 'B4', 'DES_res[3].H_b[264,18,B4]') | 0
(264, 19, 'B1', 'DES_res[3].H_b[264,19,B1]') | 0.28199
(264, 19, 'B2', 'DES_res[3].H_b[264,19,B2]') | 0
(264, 19, 'B3', 'DES_res[3].H_b[264,19,B3]') | 0
(264, 19, 'B4', 'DES_res[3].H_b[264,19,B4]') | 0
(264, 20, 'B1', 'DES_res[3].H_b[264,20,B1]') | 0.22251
(264, 20, 'B2', 'DES_res[3].H_b[264,20,B2]') | 0
(264, 20, 'B3', 'DES_res[3].H_b[264,20,B3]') | 0
(264, 20, 'B4', 'DES_res[3].H_b[264,20,B4]') | 0
(264, 21, 'B1', 'DES_res[3].H_b[264,21,B1]') | 0.21976
(264, 21, 'B2', 'DES_res[3].H_b[264,21,B2]') | 0
(264, 21, 'B3', 'DES_res[3].H_b[264,21,B3]') | 0
(264, 21, 'B4', 'DES_res[3].H_b[264,21,B4]') | 0
(264, 22, 'B1', 'DES_res[3].H_b[264,22,B1]') | 0.21535
(264, 22, 'B2', 'DES_res[3].H_b[264,22,B2]') | 0
(264, 22, 'B3', 'DES_res[3].H_b[264,22,B3]') | 0
(264, 22, 'B4', 'DES_res[3].H_b[264,22,B4]') | 0
(264, 23, 'B1', 'DES_res[3].H_b[264,23,B1]') | 0.08427
(264, 23, 'B2', 'DES_res[3].H_b[264,23,B2]') | 0
(264, 23, 'B3', 'DES_res[3].H_b[264,23,B3]') | 0
(264, 23, 'B4', 'DES_res[3].H_b[264,23,B4]') | 0
(264, 24, 'B1', 'DES_res[3].H_b[264,24,B1]') | 0.01873
(264, 24, 'B2', 'DES_res[3].H_b[264,24,B2]') | 0
(264, 24, 'B3', 'DES_res[3].H_b[264,24,B3]') | 0
(264, 24, 'B4', 'DES_res[3].H_b[264,24,B4]') | 0

## Res_E_grid
variable value
(34, 1, 'DES_res[3].E_grid[34,1]') | 0.04032
(34, 2, 'DES_res[3].E_grid[34,2]') | 0.05808
(34, 3, 'DES_res[3].E_grid[34,3]') | 0.093
(34, 4, 'DES_res[3].E_grid[34,4]') | 0.16812
(34, 5, 'DES_res[3].E_grid[34,5]') | 0.061342
(34, 6, 'DES_res[3].E_grid[34,6]') | 0
(34, 7, 'DES_res[3].E_grid[34,7]') | 0
(34, 8, 'DES_res[3].E_grid[34,8]') | 0
(34, 9, 'DES_res[3].E_grid[34,9]') | 0
(34, 10, 'DES_res[3].E_grid[34,10]') | 0
(34, 11, 'DES_res[3].E_grid[34,11]') | 0
(34, 12, 'DES_res[3].E_grid[34,12]') | 0
(34, 13, 'DES_res[3].E_grid[34,13]') | 0
(34, 14, 'DES_res[3].E_grid[34,14]') | 0
(34, 15, 'DES_res[3].E_grid[34,15]') | 0
(34, 16, 'DES_res[3].E_grid[34,16]') | 0
(34, 17, 'DES_res[3].E_grid[34,17]') | 0
(34, 18, 'DES_res[3].E_grid[34,18]') | 0
(34, 19, 'DES_res[3].E_grid[34,19]') | 0
(34, 20, 'DES_res[3].E_grid[34,20]') | 0
(34, 21, 'DES_res[3].E_grid[34,21]') | 0.20953
(34, 22, 'DES_res[3].E_grid[34,22]') | 0.31992
(34, 23, 'DES_res[3].E_grid[34,23]') | 0.2781
(34, 24, 'DES_res[3].E_grid[34,24]') | 0.13158
(47, 1, 'DES_res[3].E_grid[47,1]') | 0.05566
(47, 2, 'DES_res[3].E_grid[47,2]') | 0.10735
(47, 3, 'DES_res[3].E_grid[47,3]') | 0.10748
(47, 4, 'DES_res[3].E_grid[47,4]') | 0.08445
(47, 5, 'DES_res[3].E_grid[47,5]') | 0.10765
(47, 6, 'DES_res[3].E_grid[47,6]') | 0.033642
(47, 7, 'DES_res[3].E_grid[47,7]') | 0
(47, 8, 'DES_res[3].E_grid[47,8]') | 0
(47, 9, 'DES_res[3].E_grid[47,9]') | 0
(47, 10, 'DES_res[3].E_grid[47,10]') | 0
(47, 11, 'DES_res[3].E_grid[47,11]') | 0
(47, 12, 'DES_res[3].E_grid[47,12]') | 0
(47, 13, 'DES_res[3].E_grid[47,13]') | 0
(47, 14, 'DES_res[3].E_grid[47,14]') | 0
(47, 15, 'DES_res[3].E_grid[47,15]') | 0
(47, 16, 'DES_res[3].E_grid[47,16]') | 0
(47, 17, 'DES_res[3].E_grid[47,17]') | 0
(47, 18, 'DES_res[3].E_grid[47,18]') | 0
(47, 19, 'DES_res[3].E_grid[47,19]') | 0
(47, 20, 'DES_res[3].E_grid[47,20]') | 0
(47, 21, 'DES_res[3].E_grid[47,21]') | 0.21428
(47, 22, 'DES_res[3].E_grid[47,22]') | 0.46966
(47, 23, 'DES_res[3].E_grid[47,23]') | 0.49398
(47, 24, 'DES_res[3].E_grid[47,24]') | 0.71641
(70, 1, 'DES_res[3].E_grid[70,1]') | 0.0324
(70, 2, 'DES_res[3].E_grid[70,2]') | 0.0324
(70, 3, 'DES_res[3].E_grid[70,3]') | 0.0324
(70, 4, 'DES_res[3].E_grid[70,4]') | 0.0324
(70, 5, 'DES_res[3].E_grid[70,5]') | 0.026942
(70, 6, 'DES_res[3].E_grid[70,6]') | 0
(70, 7, 'DES_res[3].E_grid[70,7]') | 0
(70, 8, 'DES_res[3].E_grid[70,8]') | 0
(70, 9, 'DES_res[3].E_grid[70,9]') | 0
(70, 10, 'DES_res[3].E_grid[70,10]') | 0
(70, 11, 'DES_res[3].E_grid[70,11]') | 0
(70, 12, 'DES_res[3].E_grid[70,12]') | 0
(70, 13, 'DES_res[3].E_grid[70,13]') | 0
(70, 14, 'DES_res[3].E_grid[70,14]') | 0
(70, 15, 'DES_res[3].E_grid[70,15]') | 0
(70, 16, 'DES_res[3].E_grid[70,16]') | 0
(70, 17, 'DES_res[3].E_grid[70,17]') | 0
(70, 18, 'DES_res[3].E_grid[70,18]') | 0
(70, 19, 'DES_res[3].E_grid[70,19]') | 0
(70, 20, 'DES_res[3].E_grid[70,20]') | 0
(70, 21, 'DES_res[3].E_grid[70,21]') | 0.47714
(70, 22, 'DES_res[3].E_grid[70,22]') | 0.33526
(70, 23, 'DES_res[3].E_grid[70,23]') | 0.71749
(70, 24, 'DES_res[3].E_grid[70,24]') | 0.53871
(73, 1, 'DES_res[3].E_grid[73,1]') | 0.11268
(73, 2, 'DES_res[3].E_grid[73,2]') | 0.1056
(73, 3, 'DES_res[3].E_grid[73,3]') | 0.04975
(73, 4, 'DES_res[3].E_grid[73,4]') | 0.10589
(73, 5, 'DES_res[3].E_grid[73,5]') | 0.073432
(73, 6, 'DES_res[3].E_grid[73,6]') | 0.022392
(73, 7, 'DES_res[3].E_grid[73,7]') | 0
(73, 8, 'DES_res[3].E_grid[73,8]') | 0
(73, 9, 'DES_res[3].E_grid[73,9]') | 0
(73, 10, 'DES_res[3].E_grid[73,10]') | 0
(73, 11, 'DES_res[3].E_grid[73,11]') | 0
(73, 12, 'DES_res[3].E_grid[73,12]') | 0
(73, 13, 'DES_res[3].E_grid[73,13]') | 0
(73, 14, 'DES_res[3].E_grid[73,14]') | 0
(73, 15, 'DES_res[3].E_grid[73,15]') | 0
(73, 16, 'DES_res[3].E_grid[73,16]') | 0
(73, 17, 'DES_res[3].E_grid[73,17]') | 0
(73, 18, 'DES_res[3].E_grid[73,18]') | 0
(73, 19, 'DES_res[3].E_grid[73,19]') | 0
(73, 20, 'DES_res[3].E_grid[73,20]') | 0
(73, 21, 'DES_res[3].E_grid[73,21]') | 0
(73, 22, 'DES_res[3].E_grid[73,22]') | 0.12443
(73, 23, 'DES_res[3].E_grid[73,23]') | 0.27524
(73, 24, 'DES_res[3].E_grid[73,24]') | 0.09177
(74, 1, 'DES_res[3].E_grid[74,1]') | 0.0548
(74, 2, 'DES_res[3].E_grid[74,2]') | 0.049
(74, 3, 'DES_res[3].E_grid[74,3]') | 0.021
(74, 4, 'DES_res[3].E_grid[74,4]') | 0.049
(74, 5, 'DES_res[3].E_grid[74,5]') | 0.040782
(74, 6, 'DES_res[3].E_grid[74,6]') | 0
(74, 7, 'DES_res[3].E_grid[74,7]') | 0
(74, 8, 'DES_res[3].E_grid[74,8]') | 0
(74, 9, 'DES_res[3].E_grid[74,9]') | 0
(74, 10, 'DES_res[3].E_grid[74,10]') | 0
(74, 11, 'DES_res[3].E_grid[74,11]') | 0
(74, 12, 'DES_res[3].E_grid[74,12]') | 0
(74, 13, 'DES_res[3].E_grid[74,13]') | 0
(74, 14, 'DES_res[3].E_grid[74,14]') | 0
(74, 15, 'DES_res[3].E_grid[74,15]') | 0
(74, 16, 'DES_res[3].E_grid[74,16]') | 0
(74, 17, 'DES_res[3].E_grid[74,17]') | 0
(74, 18, 'DES_res[3].E_grid[74,18]') | 0
(74, 19, 'DES_res[3].E_grid[74,19]') | 0
(74, 20, 'DES_res[3].E_grid[74,20]') | 0
(74, 21, 'DES_res[3].E_grid[74,21]') | 0.067818
(74, 22, 'DES_res[3].E_grid[74,22]') | 0.63376
(74, 23, 'DES_res[3].E_grid[74,23]') | 0.4104
(74, 24, 'DES_res[3].E_grid[74,24]') | 0.27895
(83, 1, 'DES_res[3].E_grid[83,1]') | 0.0312
(83, 2, 'DES_res[3].E_grid[83,2]') | 0.08224
(83, 3, 'DES_res[3].E_grid[83,3]') | 0.07064
(83, 4, 'DES_res[3].E_grid[83,4]') | 0.04744
(83, 5, 'DES_res[3].E_grid[83,5]') | 0.064612
(83, 6, 'DES_res[3].E_grid[83,6]') | 0
(83, 7, 'DES_res[3].E_grid[83,7]') | 0
(83, 8, 'DES_res[3].E_grid[83,8]') | 0
(83, 9, 'DES_res[3].E_grid[83,9]') | 0
(83, 10, 'DES_res[3].E_grid[83,10]') | 0
(83, 11, 'DES_res[3].E_grid[83,11]') | 0
(83, 12, 'DES_res[3].E_grid[83,12]') | 0
(83, 13, 'DES_res[3].E_grid[83,13]') | 0
(83, 14, 'DES_res[3].E_grid[83,14]') | 0
(83, 15, 'DES_res[3].E_grid[83,15]') | 0
(83, 16, 'DES_res[3].E_grid[83,16]') | 0
(83, 17, 'DES_res[3].E_grid[83,17]') | 0
(83, 18, 'DES_res[3].E_grid[83,18]') | 0
(83, 19, 'DES_res[3].E_grid[83,19]') | 0
(83, 20, 'DES_res[3].E_grid[83,20]') | 0
(83, 21, 'DES_res[3].E_grid[83,21]') | 0
(83, 22, 'DES_res[3].E_grid[83,22]') | 0.059642
(83, 23, 'DES_res[3].E_grid[83,23]') | 0.06832
(83, 24, 'DES_res[3].E_grid[83,24]') | 0.06368
(178, 1, 'DES_res[3].E_grid[178,1]') | 0.0407
(178, 2, 'DES_res[3].E_grid[178,2]') | 0.05918
(178, 3, 'DES_res[3].E_grid[178,3]') | 0.06688
(178, 4, 'DES_res[3].E_grid[178,4]') | 0.033
(178, 5, 'DES_res[3].E_grid[178,5]') | 0.047982
(178, 6, 'DES_res[3].E_grid[178,6]') | 0
(178, 7, 'DES_res[3].E_grid[178,7]') | 0
(178, 8, 'DES_res[3].E_grid[178,8]') | 0
(178, 9, 'DES_res[3].E_grid[178,9]') | 0
(178, 10, 'DES_res[3].E_grid[178,10]') | 0
(178, 11, 'DES_res[3].E_grid[178,11]') | 0
(178, 12, 'DES_res[3].E_grid[178,12]') | 0
(178, 13, 'DES_res[3].E_grid[178,13]') | 0
(178, 14, 'DES_res[3].E_grid[178,14]') | 0
(178, 15, 'DES_res[3].E_grid[178,15]') | 0
(178, 16, 'DES_res[3].E_grid[178,16]') | 0
(178, 17, 'DES_res[3].E_grid[178,17]') | 0
(178, 18, 'DES_res[3].E_grid[178,18]') | 0
(178, 19, 'DES_res[3].E_grid[178,19]') | 0
(178, 20, 'DES_res[3].E_grid[178,20]') | 0
(178, 21, 'DES_res[3].E_grid[178,21]') | 0.25801
(178, 22, 'DES_res[3].E_grid[178,22]') | 0.4648
(178, 23, 'DES_res[3].E_grid[178,23]') | 1.1308
(178, 24, 'DES_res[3].E_grid[178,24]') | 0.22316
(208, 1, 'DES_res[3].E_grid[208,1]') | 0.06066
(208, 2, 'DES_res[3].E_grid[208,2]') | 0.11106
(208, 3, 'DES_res[3].E_grid[208,3]') | 0.09646
(208, 4, 'DES_res[3].E_grid[208,4]') | 0.05146
(208, 5, 'DES_res[3].E_grid[208,5]') | 0.1017
(208, 6, 'DES_res[3].E_grid[208,6]') | 0.033462
(208, 7, 'DES_res[3].E_grid[208,7]') | 0.399
(208, 8, 'DES_res[3].E_grid[208,8]') | 0
(208, 9, 'DES_res[3].E_grid[208,9]') | 0
(208, 10, 'DES_res[3].E_grid[208,10]') | 0
(208, 11, 'DES_res[3].E_grid[208,11]') | 0
(208, 12, 'DES_res[3].E_grid[208,12]') | 0
(208, 13, 'DES_res[3].E_grid[208,13]') | 0
(208, 14, 'DES_res[3].E_grid[208,14]') | 0
(208, 15, 'DES_res[3].E_grid[208,15]') | 0
(208, 16, 'DES_res[3].E_grid[208,16]') | 0
(208, 17, 'DES_res[3].E_grid[208,17]') | 0
(208, 18, 'DES_res[3].E_grid[208,18]') | 0
(208, 19, 'DES_res[3].E_grid[208,19]') | 0
(208, 20, 'DES_res[3].E_grid[208,20]') | 0
(208, 21, 'DES_res[3].E_grid[208,21]') | 0.27819
(208, 22, 'DES_res[3].E_grid[208,22]') | 0.84059
(208, 23, 'DES_res[3].E_grid[208,23]') | 0.07172
(208, 24, 'DES_res[3].E_grid[208,24]') | 1.0973
(225, 1, 'DES_res[3].E_grid[225,1]') | 0.08424
(225, 2, 'DES_res[3].E_grid[225,2]') | 0.0702
(225, 3, 'DES_res[3].E_grid[225,3]') | 0.08946
(225, 4, 'DES_res[3].E_grid[225,4]') | 0.11382
(225, 5, 'DES_res[3].E_grid[225,5]') | 0.099142
(225, 6, 'DES_res[3].E_grid[225,6]') | 0.036162
(225, 7, 'DES_res[3].E_grid[225,7]') | 0
(225, 8, 'DES_res[3].E_grid[225,8]') | 0
(225, 9, 'DES_res[3].E_grid[225,9]') | 0
(225, 10, 'DES_res[3].E_grid[225,10]') | 0
(225, 11, 'DES_res[3].E_grid[225,11]') | 0
(225, 12, 'DES_res[3].E_grid[225,12]') | 0
(225, 13, 'DES_res[3].E_grid[225,13]') | 0
(225, 14, 'DES_res[3].E_grid[225,14]') | 0
(225, 15, 'DES_res[3].E_grid[225,15]') | 0
(225, 16, 'DES_res[3].E_grid[225,16]') | 0
(225, 17, 'DES_res[3].E_grid[225,17]') | 0
(225, 18, 'DES_res[3].E_grid[225,18]') | 0
(225, 19, 'DES_res[3].E_grid[225,19]') | 0
(225, 20, 'DES_res[3].E_grid[225,20]') | 0
(225, 21, 'DES_res[3].E_grid[225,21]') | 1.0407
(225, 22, 'DES_res[3].E_grid[225,22]') | 0.44919
(225, 23, 'DES_res[3].E_grid[225,23]') | 0.29106
(225, 24, 'DES_res[3].E_grid[225,24]') | 0.1146
(248, 1, 'DES_res[3].E_grid[248,1]') | 0.0342
(248, 2, 'DES_res[3].E_grid[248,2]') | 0.05436
(248, 3, 'DES_res[3].E_grid[248,3]') | 0.05436
(248, 4, 'DES_res[3].E_grid[248,4]') | 0.04204
(248, 5, 'DES_res[3].E_grid[248,5]') | 0.038712
(248, 6, 'DES_res[3].E_grid[248,6]') | 0
(248, 7, 'DES_res[3].E_grid[248,7]') | 0
(248, 8, 'DES_res[3].E_grid[248,8]') | 0
(248, 9, 'DES_res[3].E_grid[248,9]') | 0
(248, 10, 'DES_res[3].E_grid[248,10]') | 0
(248, 11, 'DES_res[3].E_grid[248,11]') | 0
(248, 12, 'DES_res[3].E_grid[248,12]') | 0
(248, 13, 'DES_res[3].E_grid[248,13]') | 0
(248, 14, 'DES_res[3].E_grid[248,14]') | 0
(248, 15, 'DES_res[3].E_grid[248,15]') | 0
(248, 16, 'DES_res[3].E_grid[248,16]') | 0
(248, 17, 'DES_res[3].E_grid[248,17]') | 0
(248, 18, 'DES_res[3].E_grid[248,18]') | 0
(248, 19, 'DES_res[3].E_grid[248,19]') | 0
(248, 20, 'DES_res[3].E_grid[248,20]') | 0
(248, 21, 'DES_res[3].E_grid[248,21]') | 0.15184
(248, 22, 'DES_res[3].E_grid[248,22]') | 0.62708
(248, 23, 'DES_res[3].E_grid[248,23]') | 0.77779
(248, 24, 'DES_res[3].E_grid[248,24]') | 0.12044
(249, 1, 'DES_res[3].E_grid[249,1]') | 0.0294
(249, 2, 'DES_res[3].E_grid[249,2]') | 0.0572
(249, 3, 'DES_res[3].E_grid[249,3]') | 0.0572
(249, 4, 'DES_res[3].E_grid[249,4]') | 0.03913
(249, 5, 'DES_res[3].E_grid[249,5]') | 0.039502
(249, 6, 'DES_res[3].E_grid[249,6]') | 0
(249, 7, 'DES_res[3].E_grid[249,7]') | 0
(249, 8, 'DES_res[3].E_grid[249,8]') | 0
(249, 9, 'DES_res[3].E_grid[249,9]') | 0
(249, 10, 'DES_res[3].E_grid[249,10]') | 0
(249, 11, 'DES_res[3].E_grid[249,11]') | 0
(249, 12, 'DES_res[3].E_grid[249,12]') | 0
(249, 13, 'DES_res[3].E_grid[249,13]') | 0
(249, 14, 'DES_res[3].E_grid[249,14]') | 0
(249, 15, 'DES_res[3].E_grid[249,15]') | 0
(249, 16, 'DES_res[3].E_grid[249,16]') | 0
(249, 17, 'DES_res[3].E_grid[249,17]') | 0
(249, 18, 'DES_res[3].E_grid[249,18]') | 0
(249, 19, 'DES_res[3].E_grid[249,19]') | 0
(249, 20, 'DES_res[3].E_grid[249,20]') | 0
(249, 21, 'DES_res[3].E_grid[249,21]') | 0.23261
(249, 22, 'DES_res[3].E_grid[249,22]') | 0.34491
(249, 23, 'DES_res[3].E_grid[249,23]') | 0.29672
(249, 24, 'DES_res[3].E_grid[249,24]') | 0.0572
(264, 1, 'DES_res[3].E_grid[264,1]') | 0.29729
(264, 2, 'DES_res[3].E_grid[264,2]') | 0.10766
(264, 3, 'DES_res[3].E_grid[264,3]') | 0.1217
(264, 4, 'DES_res[3].E_grid[264,4]') | 0.11538
(264, 5, 'DES_res[3].E_grid[264,5]') | 0.080032
(264, 6, 'DES_res[3].E_grid[264,6]') | 0.019822
(264, 7, 'DES_res[3].E_grid[264,7]') | 0
(264, 8, 'DES_res[3].E_grid[264,8]') | 0
(264, 9, 'DES_res[3].E_grid[264,9]') | 0
(264, 10, 'DES_res[3].E_grid[264,10]') | 0
(264, 11, 'DES_res[3].E_grid[264,11]') | 0
(264, 12, 'DES_res[3].E_grid[264,12]') | 0
(264, 13, 'DES_res[3].E_grid[264,13]') | 0
(264, 14, 'DES_res[3].E_grid[264,14]') | 0
(264, 15, 'DES_res[3].E_grid[264,15]') | 0
(264, 16, 'DES_res[3].E_grid[264,16]') | 0
(264, 17, 'DES_res[3].E_grid[264,17]') | 0
(264, 18, 'DES_res[3].E_grid[264,18]') | 0
(264, 19, 'DES_res[3].E_grid[264,19]') | 0
(264, 20, 'DES_res[3].E_grid[264,20]') | 0
(264, 21, 'DES_res[3].E_grid[264,21]') | 0
(264, 22, 'DES_res[3].E_grid[264,22]') | 0.30069
(264, 23, 'DES_res[3].E_grid[264,23]') | 0.29047
(264, 24, 'DES_res[3].E_grid[264,24]') | 0.22947

## Res_E_PV_sold
variable value
(34, 1, 'DES_res[3].E_PV_sold[34,1]') | 0
(34, 2, 'DES_res[3].E_PV_sold[34,2]') | 0
(34, 3, 'DES_res[3].E_PV_sold[34,3]') | 0
(34, 4, 'DES_res[3].E_PV_sold[34,4]') | 0
(34, 5, 'DES_res[3].E_PV_sold[34,5]') | 0
(34, 6, 'DES_res[3].E_PV_sold[34,6]') | 0.027638
(34, 7, 'DES_res[3].E_PV_sold[34,7]') | 0.24781
(34, 8, 'DES_res[3].E_PV_sold[34,8]') | 0.3118
(34, 9, 'DES_res[3].E_PV_sold[34,9]') | 1.4844
(34, 10, 'DES_res[3].E_PV_sold[34,10]') | 2.2097
(34, 11, 'DES_res[3].E_PV_sold[34,11]') | 2.9781
(34, 12, 'DES_res[3].E_PV_sold[34,12]') | 3.3953
(34, 13, 'DES_res[3].E_PV_sold[34,13]') | 3.8422
(34, 14, 'DES_res[3].E_PV_sold[34,14]') | 3.8877
(34, 15, 'DES_res[3].E_PV_sold[34,15]') | 3.5664
(34, 16, 'DES_res[3].E_PV_sold[34,16]') | 3.1238
(34, 17, 'DES_res[3].E_PV_sold[34,17]') | 2.6007
(34, 18, 'DES_res[3].E_PV_sold[34,18]') | 1.6072
(34, 19, 'DES_res[3].E_PV_sold[34,19]') | 0.81537
(34, 20, 'DES_res[3].E_PV_sold[34,20]') | 0.28682
(34, 21, 'DES_res[3].E_PV_sold[34,21]') | 0
(34, 22, 'DES_res[3].E_PV_sold[34,22]') | 0
(34, 23, 'DES_res[3].E_PV_sold[34,23]') | 0
(34, 24, 'DES_res[3].E_PV_sold[34,24]') | 0
(47, 1, 'DES_res[3].E_PV_sold[47,1]') | 0
(47, 2, 'DES_res[3].E_PV_sold[47,2]') | 0
(47, 3, 'DES_res[3].E_PV_sold[47,3]') | 0
(47, 4, 'DES_res[3].E_PV_sold[47,4]') | 0
(47, 5, 'DES_res[3].E_PV_sold[47,5]') | 0
(47, 6, 'DES_res[3].E_PV_sold[47,6]') | 0
(47, 7, 'DES_res[3].E_PV_sold[47,7]') | 0.27154
(47, 8, 'DES_res[3].E_PV_sold[47,8]') | 0.90404
(47, 9, 'DES_res[3].E_PV_sold[47,9]') | 1.7174
(47, 10, 'DES_res[3].E_PV_sold[47,10]') | 2.4506
(47, 11, 'DES_res[3].E_PV_sold[47,11]') | 3.1802
(47, 12, 'DES_res[3].E_PV_sold[47,12]') | 3.4772
(47, 13, 'DES_res[3].E_PV_sold[47,13]') | 3.7777
(47, 14, 'DES_res[3].E_PV_sold[47,14]') | 3.8718
(47, 15, 'DES_res[3].E_PV_sold[47,15]') | 3.5403
(47, 16, 'DES_res[3].E_PV_sold[47,16]') | 2.9982
(47, 17, 'DES_res[3].E_PV_sold[47,17]') | 2.3181
(47, 18, 'DES_res[3].E_PV_sold[47,18]') | 1.465
(47, 19, 'DES_res[3].E_PV_sold[47,19]') | 0.040345
(47, 20, 'DES_res[3].E_PV_sold[47,20]') | 0.3104
(47, 21, 'DES_res[3].E_PV_sold[47,21]') | 0
(47, 22, 'DES_res[3].E_PV_sold[47,22]') | 0
(47, 23, 'DES_res[3].E_PV_sold[47,23]') | 0
(47, 24, 'DES_res[3].E_PV_sold[47,24]') | 0
(70, 1, 'DES_res[3].E_PV_sold[70,1]') | 0
(70, 2, 'DES_res[3].E_PV_sold[70,2]') | 0
(70, 3, 'DES_res[3].E_PV_sold[70,3]') | 0
(70, 4, 'DES_res[3].E_PV_sold[70,4]') | 0
(70, 5, 'DES_res[3].E_PV_sold[70,5]') | 0
(70, 6, 'DES_res[3].E_PV_sold[70,6]') | 0.036038
(70, 7, 'DES_res[3].E_PV_sold[70,7]') | 0.31848
(70, 8, 'DES_res[3].E_PV_sold[70,8]') | 0.83404
(70, 9, 'DES_res[3].E_PV_sold[70,9]') | 1.5494
(70, 10, 'DES_res[3].E_PV_sold[70,10]') | 2.4433
(70, 11, 'DES_res[3].E_PV_sold[70,11]') | 3.2417
(70, 12, 'DES_res[3].E_PV_sold[70,12]') | 3.5333
(70, 13, 'DES_res[3].E_PV_sold[70,13]') | 3.8618
(70, 14, 'DES_res[3].E_PV_sold[70,14]') | 3.9156
(70, 15, 'DES_res[3].E_PV_sold[70,15]') | 3.5943
(70, 16, 'DES_res[3].E_PV_sold[70,16]') | 3.2081
(70, 17, 'DES_res[3].E_PV_sold[70,17]') | 2.7968
(70, 18, 'DES_res[3].E_PV_sold[70,18]') | 2.0866
(70, 19, 'DES_res[3].E_PV_sold[70,19]') | 1.0991
(70, 20, 'DES_res[3].E_PV_sold[70,20]') | 0.28278
(70, 21, 'DES_res[3].E_PV_sold[70,21]') | 0
(70, 22, 'DES_res[3].E_PV_sold[70,22]') | 0
(70, 23, 'DES_res[3].E_PV_sold[70,23]') | 0
(70, 24, 'DES_res[3].E_PV_sold[70,24]') | 0
(73, 1, 'DES_res[3].E_PV_sold[73,1]') | 0
(73, 2, 'DES_res[3].E_PV_sold[73,2]') | 0
(73, 3, 'DES_res[3].E_PV_sold[73,3]') | 0
(73, 4, 'DES_res[3].E_PV_sold[73,4]') | 0
(73, 5, 'DES_res[3].E_PV_sold[73,5]') | 0
(73, 6, 'DES_res[3].E_PV_sold[73,6]') | 0
(73, 7, 'DES_res[3].E_PV_sold[73,7]') | 0.26732
(73, 8, 'DES_res[3].E_PV_sold[73,8]') | 0.92685
(73, 9, 'DES_res[3].E_PV_sold[73,9]') | 1.7363
(73, 10, 'DES_res[3].E_PV_sold[73,10]') | 2.4536
(73, 11, 'DES_res[3].E_PV_sold[73,11]') | 3.1764
(73, 12, 'DES_res[3].E_PV_sold[73,12]') | 2.9014
(73, 13, 'DES_res[3].E_PV_sold[73,13]') | 3.0963
(73, 14, 'DES_res[3].E_PV_sold[73,14]') | 3.757
(73, 15, 'DES_res[3].E_PV_sold[73,15]') | 3.3429
(73, 16, 'DES_res[3].E_PV_sold[73,16]') | 3.1397
(73, 17, 'DES_res[3].E_PV_sold[73,17]') | 2.655
(73, 18, 'DES_res[3].E_PV_sold[73,18]') | 1.8532
(73, 19, 'DES_res[3].E_PV_sold[73,19]') | 0.70399
(73, 20, 'DES_res[3].E_PV_sold[73,20]') | 0.22249
(73, 21, 'DES_res[3].E_PV_sold[73,21]') | 0.022652
(73, 22, 'DES_res[3].E_PV_sold[73,22]') | 0
(73, 23, 'DES_res[3].E_PV_sold[73,23]') | 0
(73, 24, 'DES_res[3].E_PV_sold[73,24]') | 0
(74, 1, 'DES_res[3].E_PV_sold[74,1]') | 0
(74, 2, 'DES_res[3].E_PV_sold[74,2]') | 0
(74, 3, 'DES_res[3].E_PV_sold[74,3]') | 0
(74, 4, 'DES_res[3].E_PV_sold[74,4]') | 0
(74, 5, 'DES_res[3].E_PV_sold[74,5]') | 0
(74, 6, 'DES_res[3].E_PV_sold[74,6]') | 0.038878
(74, 7, 'DES_res[3].E_PV_sold[74,7]') | 0.31131
(74, 8, 'DES_res[3].E_PV_sold[74,8]') | 0.81544
(74, 9, 'DES_res[3].E_PV_sold[74,9]') | 1.7724
(74, 10, 'DES_res[3].E_PV_sold[74,10]') | 1.9837
(74, 11, 'DES_res[3].E_PV_sold[74,11]') | 3.1987
(74, 12, 'DES_res[3].E_PV_sold[74,12]') | 3.0331
(74, 13, 'DES_res[3].E_PV_sold[74,13]') | 3.8375
(74, 14, 'DES_res[3].E_PV_sold[74,14]') | 3.8869
(74, 15, 'DES_res[3].E_PV_sold[74,15]') | 3.5888
(74, 16, 'DES_res[3].E_PV_sold[74,16]') | 3.1943
(74, 17, 'DES_res[3].E_PV_sold[74,17]') | 2.783
(74, 18, 'DES_res[3].E_PV_sold[74,18]') | 2.0803
(74, 19, 'DES_res[3].E_PV_sold[74,19]') | 1.2124
(74, 20, 'DES_res[3].E_PV_sold[74,20]') | 0.5268
(74, 21, 'DES_res[3].E_PV_sold[74,21]') | 0
(74, 22, 'DES_res[3].E_PV_sold[74,22]') | 0
(74, 23, 'DES_res[3].E_PV_sold[74,23]') | 0
(74, 24, 'DES_res[3].E_PV_sold[74,24]') | 0
(83, 1, 'DES_res[3].E_PV_sold[83,1]') | 0
(83, 2, 'DES_res[3].E_PV_sold[83,2]') | 0
(83, 3, 'DES_res[3].E_PV_sold[83,3]') | 0
(83, 4, 'DES_res[3].E_PV_sold[83,4]') | 0
(83, 5, 'DES_res[3].E_PV_sold[83,5]') | 0
(83, 6, 'DES_res[3].E_PV_sold[83,6]') | 0.037038
(83, 7, 'DES_res[3].E_PV_sold[83,7]') | 0.2791
(83, 8, 'DES_res[3].E_PV_sold[83,8]') | 0.56044
(83, 9, 'DES_res[3].E_PV_sold[83,9]') | 1.5006
(83, 10, 'DES_res[3].E_PV_sold[83,10]') | 2.2624
(83, 11, 'DES_res[3].E_PV_sold[83,11]') | 3.1771
(83, 12, 'DES_res[3].E_PV_sold[83,12]') | 3.5189
(83, 13, 'DES_res[3].E_PV_sold[83,13]') | 3.8203
(83, 14, 'DES_res[3].E_PV_sold[83,14]') | 3.9031
(83, 15, 'DES_res[3].E_PV_sold[83,15]') | 3.5663
(83, 16, 'DES_res[3].E_PV_sold[83,16]') | 3.0609
(83, 17, 'DES_res[3].E_PV_sold[83,17]') | 2.667
(83, 18, 'DES_res[3].E_PV_sold[83,18]') | 1.9721
(83, 19, 'DES_res[3].E_PV_sold[83,19]') | 1.199
(83, 20, 'DES_res[3].E_PV_sold[83,20]') | 0.55036
(83, 21, 'DES_res[3].E_PV_sold[83,21]') | 0.055452
(83, 22, 'DES_res[3].E_PV_sold[83,22]') | 0
(83, 23, 'DES_res[3].E_PV_sold[83,23]') | 0
(83, 24, 'DES_res[3].E_PV_sold[83,24]') | 0
(178, 1, 'DES_res[3].E_PV_sold[178,1]') | 0
(178, 2, 'DES_res[3].E_PV_sold[178,2]') | 0
(178, 3, 'DES_res[3].E_PV_sold[178,3]') | 0
(178, 4, 'DES_res[3].E_PV_sold[178,4]') | 0
(178, 5, 'DES_res[3].E_PV_sold[178,5]') | 0
(178, 6, 'DES_res[3].E_PV_sold[178,6]') | 0.027838
(178, 7, 'DES_res[3].E_PV_sold[178,7]') | 0.28975
(178, 8, 'DES_res[3].E_PV_sold[178,8]') | 0.88649
(178, 9, 'DES_res[3].E_PV_sold[178,9]') | 1.6875
(178, 10, 'DES_res[3].E_PV_sold[178,10]') | 2.4984
(178, 11, 'DES_res[3].E_PV_sold[178,11]') | 3.2129
(178, 12, 'DES_res[3].E_PV_sold[178,12]') | 3.5097
(178, 13, 'DES_res[3].E_PV_sold[178,13]') | 3.4963
(178, 14, 'DES_res[3].E_PV_sold[178,14]') | 3.8869
(178, 15, 'DES_res[3].E_PV_sold[178,15]') | 3.442
(178, 16, 'DES_res[3].E_PV_sold[178,16]') | 3.1055
(178, 17, 'DES_res[3].E_PV_sold[178,17]') | 2.3389
(178, 18, 'DES_res[3].E_PV_sold[178,18]') | 1.3553
(178, 19, 'DES_res[3].E_PV_sold[178,19]') | 1.111
(178, 20, 'DES_res[3].E_PV_sold[178,20]') | 0.37979
(178, 21, 'DES_res[3].E_PV_sold[178,21]') | 0
(178, 22, 'DES_res[3].E_PV_sold[178,22]') | 0
(178, 23, 'DES_res[3].E_PV_sold[178,23]') | 0
(178, 24, 'DES_res[3].E_PV_sold[178,24]') | 0
(208, 1, 'DES_res[3].E_PV_sold[208,1]') | 0
(208, 2, 'DES_res[3].E_PV_sold[208,2]') | 0
(208, 3, 'DES_res[3].E_PV_sold[208,3]') | 0
(208, 4, 'DES_res[3].E_PV_sold[208,4]') | 0
(208, 5, 'DES_res[3].E_PV_sold[208,5]') | 0
(208, 6, 'DES_res[3].E_PV_sold[208,6]') | 0
(208, 7, 'DES_res[3].E_PV_sold[208,7]') | 0
(208, 8, 'DES_res[3].E_PV_sold[208,8]') | 0.49133
(208, 9, 'DES_res[3].E_PV_sold[208,9]') | 0.94332
(208, 10, 'DES_res[3].E_PV_sold[208,10]') | 1.9709
(208, 11, 'DES_res[3].E_PV_sold[208,11]') | 2.6457
(208, 12, 'DES_res[3].E_PV_sold[208,12]') | 3.4427
(208, 13, 'DES_res[3].E_PV_sold[208,13]') | 3.7976
(208, 14, 'DES_res[3].E_PV_sold[208,14]') | 3.8873
(208, 15, 'DES_res[3].E_PV_sold[208,15]') | 3.5335
(208, 16, 'DES_res[3].E_PV_sold[208,16]') | 2.7766
(208, 17, 'DES_res[3].E_PV_sold[208,17]') | 2.428
(208, 18, 'DES_res[3].E_PV_sold[208,18]') | 1.8744
(208, 19, 'DES_res[3].E_PV_sold[208,19]') | 1.1416
(208, 20, 'DES_res[3].E_PV_sold[208,20]') | 0.30197
(208, 21, 'DES_res[3].E_PV_sold[208,21]') | 0
(208, 22, 'DES_res[3].E_PV_sold[208,22]') | 0
(208, 23, 'DES_res[3].E_PV_sold[208,23]') | 0
(208, 24, 'DES_res[3].E_PV_sold[208,24]') | 0
(225, 1, 'DES_res[3].E_PV_sold[225,1]') | 0
(225, 2, 'DES_res[3].E_PV_sold[225,2]') | 0
(225, 3, 'DES_res[3].E_PV_sold[225,3]') | 0
(225, 4, 'DES_res[3].E_PV_sold[225,4]') | 0
(225, 5, 'DES_res[3].E_PV_sold[225,5]') | 0
(225, 6, 'DES_res[3].E_PV_sold[225,6]') | 0
(225, 7, 'DES_res[3].E_PV_sold[225,7]') | 0.29193
(225, 8, 'DES_res[3].E_PV_sold[225,8]') | 0.93025
(225, 9, 'DES_res[3].E_PV_sold[225,9]') | 1.3265
(225, 10, 'DES_res[3].E_PV_sold[225,10]') | 2.3768
(225, 11, 'DES_res[3].E_PV_sold[225,11]') | 3.1533
(225, 12, 'DES_res[3].E_PV_sold[225,12]') | 3.2172
(225, 13, 'DES_res[3].E_PV_sold[225,13]') | 2.898
(225, 14, 'DES_res[3].E_PV_sold[225,14]') | 3.7271
(225, 15, 'DES_res[3].E_PV_sold[225,15]') | 2.9745
(225, 16, 'DES_res[3].E_PV_sold[225,16]') | 1.8217
(225, 17, 'DES_res[3].E_PV_sold[225,17]') | 1.3925
(225, 18, 'DES_res[3].E_PV_sold[225,18]') | 1.5621
(225, 19, 'DES_res[3].E_PV_sold[225,19]') | 0.93766
(225, 20, 'DES_res[3].E_PV_sold[225,20]') | 0.039399
(225, 21, 'DES_res[3].E_PV_sold[225,21]') | 0
(225, 22, 'DES_res[3].E_PV_sold[225,22]') | 0
(225, 23, 'DES_res[3].E_PV_sold[225,23]') | 0
(225, 24, 'DES_res[3].E_PV_sold[225,24]') | 0
(248, 1, 'DES_res[3].E_PV_sold[248,1]') | 0
(248, 2, 'DES_res[3].E_PV_sold[248,2]') | 0
(248, 3, 'DES_res[3].E_PV_sold[248,3]') | 0
(248, 4, 'DES_res[3].E_PV_sold[248,4]') | 0
(248, 5, 'DES_res[3].E_PV_sold[248,5]') | 0
(248, 6, 'DES_res[3].E_PV_sold[248,6]') | 0.017738
(248, 7, 'DES_res[3].E_PV_sold[248,7]') | 0.30018
(248, 8, 'DES_res[3].E_PV_sold[248,8]') | 0.95072
(248, 9, 'DES_res[3].E_PV_sold[248,9]') | 1.6226
(248, 10, 'DES_res[3].E_PV_sold[248,10]') | 1.789
(248, 11, 'DES_res[3].E_PV_sold[248,11]') | 2.7746
(248, 12, 'DES_res[3].E_PV_sold[248,12]') | 2.3397
(248, 13, 'DES_res[3].E_PV_sold[248,13]') | 3.678
(248, 14, 'DES_res[3].E_PV_sold[248,14]') | 3.834
(248, 15, 'DES_res[3].E_PV_sold[248,15]') | 3.3945
(248, 16, 'DES_res[3].E_PV_sold[248,16]') | 2.9902
(248, 17, 'DES_res[3].E_PV_sold[248,17]') | 2.7776
(248, 18, 'DES_res[3].E_PV_sold[248,18]') | 2.0949
(248, 19, 'DES_res[3].E_PV_sold[248,19]') | 1.3436
(248, 20, 'DES_res[3].E_PV_sold[248,20]') | 0.39367
(248, 21, 'DES_res[3].E_PV_sold[248,21]') | 0
(248, 22, 'DES_res[3].E_PV_sold[248,22]') | 0
(248, 23, 'DES_res[3].E_PV_sold[248,23]') | 0
(248, 24, 'DES_res[3].E_PV_sold[248,24]') | 0
(249, 1, 'DES_res[3].E_PV_sold[249,1]') | 0
(249, 2, 'DES_res[3].E_PV_sold[249,2]') | 0
(249, 3, 'DES_res[3].E_PV_sold[249,3]') | 0
(249, 4, 'DES_res[3].E_PV_sold[249,4]') | 0
(249, 5, 'DES_res[3].E_PV_sold[249,5]') | 0
(249, 6, 'DES_res[3].E_PV_sold[249,6]') | 0.015378
(249, 7, 'DES_res[3].E_PV_sold[249,7]') | 0.29782
(249, 8, 'DES_res[3].E_PV_sold[249,8]') | 0.9584
(249, 9, 'DES_res[3].E_PV_sold[249,9]') | 1.7656
(249, 10, 'DES_res[3].E_PV_sold[249,10]') | 2.4779
(249, 11, 'DES_res[3].E_PV_sold[249,11]') | 3.1806
(249, 12, 'DES_res[3].E_PV_sold[249,12]') | 3.361
(249, 13, 'DES_res[3].E_PV_sold[249,13]') | 3.815
(249, 14, 'DES_res[3].E_PV_sold[249,14]') | 3.9181
(249, 15, 'DES_res[3].E_PV_sold[249,15]') | 3.5736
(249, 16, 'DES_res[3].E_PV_sold[249,16]') | 3.2013
(249, 17, 'DES_res[3].E_PV_sold[249,17]') | 2.2847
(249, 18, 'DES_res[3].E_PV_sold[249,18]') | 1.928
(249, 19, 'DES_res[3].E_PV_sold[249,19]') | 1.283
(249, 20, 'DES_res[3].E_PV_sold[249,20]') | 0.40884
(249, 21, 'DES_res[3].E_PV_sold[249,21]') | 0
(249, 22, 'DES_res[3].E_PV_sold[249,22]') | 0
(249, 23, 'DES_res[3].E_PV_sold[249,23]') | 0
(249, 24, 'DES_res[3].E_PV_sold[249,24]') | 0
(264, 1, 'DES_res[3].E_PV_sold[264,1]') | 0
(264, 2, 'DES_res[3].E_PV_sold[264,2]') | 0
(264, 3, 'DES_res[3].E_PV_sold[264,3]') | 0
(264, 4, 'DES_res[3].E_PV_sold[264,4]') | 0
(264, 5, 'DES_res[3].E_PV_sold[264,5]') | 0
(264, 6, 'DES_res[3].E_PV_sold[264,6]') | 0
(264, 7, 'DES_res[3].E_PV_sold[264,7]') | 0.23253
(264, 8, 'DES_res[3].E_PV_sold[264,8]') | 0.91675
(264, 9, 'DES_res[3].E_PV_sold[264,9]') | 1.7446
(264, 10, 'DES_res[3].E_PV_sold[264,10]') | 2.4143
(264, 11, 'DES_res[3].E_PV_sold[264,11]') | 3.2427
(264, 12, 'DES_res[3].E_PV_sold[264,12]') | 3.4199
(264, 13, 'DES_res[3].E_PV_sold[264,13]') | 3.7999
(264, 14, 'DES_res[3].E_PV_sold[264,14]') | 3.8763
(264, 15, 'DES_res[3].E_PV_sold[264,15]') | 3.5233
(264, 16, 'DES_res[3].E_PV_sold[264,16]') | 3.1609
(264, 17, 'DES_res[3].E_PV_sold[264,17]') | 2.7279
(264, 18, 'DES_res[3].E_PV_sold[264,18]') | 2.0007
(264, 19, 'DES_res[3].E_PV_sold[264,19]') | 1.2413
(264, 20, 'DES_res[3].E_PV_sold[264,20]') | 0.5817
(264, 21, 'DES_res[3].E_PV_sold[264,21]') | 0.030312
(264, 22, 'DES_res[3].E_PV_sold[264,22]') | 0
(264, 23, 'DES_res[3].E_PV_sold[264,23]') | 0
(264, 24, 'DES_res[3].E_PV_sold[264,24]') | 0

## Res_E_PV_used
variable value
(34, 1, 'DES_res[3].E_PV_used[34,1]') | 0
(34, 2, 'DES_res[3].E_PV_used[34,2]') | 0
(34, 3, 'DES_res[3].E_PV_used[34,3]') | 0
(34, 4, 'DES_res[3].E_PV_used[34,4]') | 0
(34, 5, 'DES_res[3].E_PV_used[34,5]') | 5.7692e-05
(34, 6, 'DES_res[3].E_PV_used[34,6]') | 0.0354
(34, 7, 'DES_res[3].E_PV_used[34,7]') | 0.09767
(34, 8, 'DES_res[3].E_PV_used[34,8]') | 0.6936
(34, 9, 'DES_res[3].E_PV_used[34,9]') | 0.32883
(34, 10, 'DES_res[3].E_PV_used[34,10]') | 0.31615
(34, 11, 'DES_res[3].E_PV_used[34,11]') | 0.29055
(34, 12, 'DES_res[3].E_PV_used[34,12]') | 0.16506
(34, 13, 'DES_res[3].E_PV_used[34,13]') | 0.0466
(34, 14, 'DES_res[3].E_PV_used[34,14]') | 0.0549
(34, 15, 'DES_res[3].E_PV_used[34,15]') | 0.0549
(34, 16, 'DES_res[3].E_PV_used[34,16]') | 0.1113
(34, 17, 'DES_res[3].E_PV_used[34,17]') | 0.22307
(34, 18, 'DES_res[3].E_PV_used[34,18]') | 0.53207
(34, 19, 'DES_res[3].E_PV_used[34,19]') | 0.5735
(34, 20, 'DES_res[3].E_PV_used[34,20]') | 0.3917
(34, 21, 'DES_res[3].E_PV_used[34,21]') | 0.13769
(34, 22, 'DES_res[3].E_PV_used[34,22]') | 0.0040385
(34, 23, 'DES_res[3].E_PV_used[34,23]') | 0
(34, 24, 'DES_res[3].E_PV_used[34,24]') | 0
(47, 1, 'DES_res[3].E_PV_used[47,1]') | 0
(47, 2, 'DES_res[3].E_PV_used[47,2]') | 0
(47, 3, 'DES_res[3].E_PV_used[47,3]') | 0
(47, 4, 'DES_res[3].E_PV_used[47,4]') | 0
(47, 5, 'DES_res[3].E_PV_used[47,5]') | 5.7692e-05
(47, 6, 'DES_res[3].E_PV_used[47,6]') | 0.063038
(47, 7, 'DES_res[3].E_PV_used[47,7]') | 0.07394
(47, 8, 'DES_res[3].E_PV_used[47,8]') | 0.10136
(47, 9, 'DES_res[3].E_PV_used[47,9]') | 0.09581
(47, 10, 'DES_res[3].E_PV_used[47,10]') | 0.07523
(47, 11, 'DES_res[3].E_PV_used[47,11]') | 0.08845
(47, 12, 'DES_res[3].E_PV_used[47,12]') | 0.08315
(47, 13, 'DES_res[3].E_PV_used[47,13]') | 0.11113
(47, 14, 'DES_res[3].E_PV_used[47,14]') | 0.07079
(47, 15, 'DES_res[3].E_PV_used[47,15]') | 0.08102
(47, 16, 'DES_res[3].E_PV_used[47,16]') | 0.23697
(47, 17, 'DES_res[3].E_PV_used[47,17]') | 0.50567
(47, 18, 'DES_res[3].E_PV_used[47,18]') | 0.67429
(47, 19, 'DES_res[3].E_PV_used[47,19]') | 1.3485
(47, 20, 'DES_res[3].E_PV_used[47,20]') | 0.36812
(47, 21, 'DES_res[3].E_PV_used[47,21]') | 0.13769
(47, 22, 'DES_res[3].E_PV_used[47,22]') | 0.0040385
(47, 23, 'DES_res[3].E_PV_used[47,23]') | 0
(47, 24, 'DES_res[3].E_PV_used[47,24]') | 0
(70, 1, 'DES_res[3].E_PV_used[70,1]') | 0
(70, 2, 'DES_res[3].E_PV_used[70,2]') | 0
(70, 3, 'DES_res[3].E_PV_used[70,3]') | 0
(70, 4, 'DES_res[3].E_PV_used[70,4]') | 0
(70, 5, 'DES_res[3].E_PV_used[70,5]') | 5.7692e-05
(70, 6, 'DES_res[3].E_PV_used[70,6]') | 0.027
(70, 7, 'DES_res[3].E_PV_used[70,7]') | 0.027
(70, 8, 'DES_res[3].E_PV_used[70,8]') | 0.17136
(70, 9, 'DES_res[3].E_PV_used[70,9]') | 0.26385
(70, 10, 'DES_res[3].E_PV_used[70,10]') | 0.08253
(70, 11, 'DES_res[3].E_PV_used[70,11]') | 0.027
(70, 12, 'DES_res[3].E_PV_used[70,12]') | 0.027
(70, 13, 'DES_res[3].E_PV_used[70,13]') | 0.027
(70, 14, 'DES_res[3].E_PV_used[70,14]') | 0.027
(70, 15, 'DES_res[3].E_PV_used[70,15]') | 0.027
(70, 16, 'DES_res[3].E_PV_used[70,16]') | 0.027
(70, 17, 'DES_res[3].E_PV_used[70,17]') | 0.027
(70, 18, 'DES_res[3].E_PV_used[70,18]') | 0.05271
(70, 19, 'DES_res[3].E_PV_used[70,19]') | 0.28976
(70, 20, 'DES_res[3].E_PV_used[70,20]') | 0.39574
(70, 21, 'DES_res[3].E_PV_used[70,21]') | 0.13769
(70, 22, 'DES_res[3].E_PV_used[70,22]') | 0.0040385
(70, 23, 'DES_res[3].E_PV_used[70,23]') | 0
(70, 24, 'DES_res[3].E_PV_used[70,24]') | 0
(73, 1, 'DES_res[3].E_PV_used[73,1]') | 0
(73, 2, 'DES_res[3].E_PV_used[73,2]') | 0
(73, 3, 'DES_res[3].E_PV_used[73,3]') | 0
(73, 4, 'DES_res[3].E_PV_used[73,4]') | 0
(73, 5, 'DES_res[3].E_PV_used[73,5]') | 5.7692e-05
(73, 6, 'DES_res[3].E_PV_used[73,6]') | 0.063038
(73, 7, 'DES_res[3].E_PV_used[73,7]') | 0.07816
(73, 8, 'DES_res[3].E_PV_used[73,8]') | 0.07855
(73, 9, 'DES_res[3].E_PV_used[73,9]') | 0.07691
(73, 10, 'DES_res[3].E_PV_used[73,10]') | 0.07223
(73, 11, 'DES_res[3].E_PV_used[73,11]') | 0.09223
(73, 12, 'DES_res[3].E_PV_used[73,12]') | 0.65894
(73, 13, 'DES_res[3].E_PV_used[73,13]') | 0.79248
(73, 14, 'DES_res[3].E_PV_used[73,14]') | 0.18564
(73, 15, 'DES_res[3].E_PV_used[73,15]') | 0.27841
(73, 16, 'DES_res[3].E_PV_used[73,16]') | 0.0954
(73, 17, 'DES_res[3].E_PV_used[73,17]') | 0.1688
(73, 18, 'DES_res[3].E_PV_used[73,18]') | 0.28607
(73, 19, 'DES_res[3].E_PV_used[73,19]') | 0.68488
(73, 20, 'DES_res[3].E_PV_used[73,20]') | 0.45603
(73, 21, 'DES_res[3].E_PV_used[73,21]') | 0.11504
(73, 22, 'DES_res[3].E_PV_used[73,22]') | 0.0040385
(73, 23, 'DES_res[3].E_PV_used[73,23]') | 0
(73, 24, 'DES_res[3].E_PV_used[73,24]') | 0
(74, 1, 'DES_res[3].E_PV_used[74,1]') | 0
(74, 2, 'DES_res[3].E_PV_used[74,2]') | 0
(74, 3, 'DES_res[3].E_PV_used[74,3]') | 0
(74, 4, 'DES_res[3].E_PV_used[74,4]') | 0
(74, 5, 'DES_res[3].E_PV_used[74,5]') | 5.7692e-05
(74, 6, 'DES_res[3].E_PV_used[74,6]') | 0.02416
(74, 7, 'DES_res[3].E_PV_used[74,7]') | 0.03417
(74, 8, 'DES_res[3].E_PV_used[74,8]') | 0.18996
(74, 9, 'DES_res[3].E_PV_used[74,9]') | 0.04084
(74, 10, 'DES_res[3].E_PV_used[74,10]') | 0.54214
(74, 11, 'DES_res[3].E_PV_used[74,11]') | 0.06992
(74, 12, 'DES_res[3].E_PV_used[74,12]') | 0.52729
(74, 13, 'DES_res[3].E_PV_used[74,13]') | 0.05133
(74, 14, 'DES_res[3].E_PV_used[74,14]') | 0.0557
(74, 15, 'DES_res[3].E_PV_used[74,15]') | 0.0325
(74, 16, 'DES_res[3].E_PV_used[74,16]') | 0.04084
(74, 17, 'DES_res[3].E_PV_used[74,17]') | 0.04084
(74, 18, 'DES_res[3].E_PV_used[74,18]') | 0.059
(74, 19, 'DES_res[3].E_PV_used[74,19]') | 0.17642
(74, 20, 'DES_res[3].E_PV_used[74,20]') | 0.15172
(74, 21, 'DES_res[3].E_PV_used[74,21]') | 0.13769
(74, 22, 'DES_res[3].E_PV_used[74,22]') | 0.0040385
(74, 23, 'DES_res[3].E_PV_used[74,23]') | 0
(74, 24, 'DES_res[3].E_PV_used[74,24]') | 0
(83, 1, 'DES_res[3].E_PV_used[83,1]') | 0
(83, 2, 'DES_res[3].E_PV_used[83,2]') | 0
(83, 3, 'DES_res[3].E_PV_used[83,3]') | 0
(83, 4, 'DES_res[3].E_PV_used[83,4]') | 0
(83, 5, 'DES_res[3].E_PV_used[83,5]') | 5.7692e-05
(83, 6, 'DES_res[3].E_PV_used[83,6]') | 0.026
(83, 7, 'DES_res[3].E_PV_used[83,7]') | 0.06638
(83, 8, 'DES_res[3].E_PV_used[83,8]') | 0.44496
(83, 9, 'DES_res[3].E_PV_used[83,9]') | 0.31266
(83, 10, 'DES_res[3].E_PV_used[83,10]') | 0.26343
(83, 11, 'DES_res[3].E_PV_used[83,11]') | 0.09156
(83, 12, 'DES_res[3].E_PV_used[83,12]') | 0.04147
(83, 13, 'DES_res[3].E_PV_used[83,13]') | 0.06853
(83, 14, 'DES_res[3].E_PV_used[83,14]') | 0.03954
(83, 15, 'DES_res[3].E_PV_used[83,15]') | 0.055
(83, 16, 'DES_res[3].E_PV_used[83,16]') | 0.17428
(83, 17, 'DES_res[3].E_PV_used[83,17]') | 0.15679
(83, 18, 'DES_res[3].E_PV_used[83,18]') | 0.1672
(83, 19, 'DES_res[3].E_PV_used[83,19]') | 0.18982
(83, 20, 'DES_res[3].E_PV_used[83,20]') | 0.12816
(83, 21, 'DES_res[3].E_PV_used[83,21]') | 0.08224
(83, 22, 'DES_res[3].E_PV_used[83,22]') | 0.0040385
(83, 23, 'DES_res[3].E_PV_used[83,23]') | 0
(83, 24, 'DES_res[3].E_PV_used[83,24]') | 0
(178, 1, 'DES_res[3].E_PV_used[178,1]') | 0
(178, 2, 'DES_res[3].E_PV_used[178,2]') | 0
(178, 3, 'DES_res[3].E_PV_used[178,3]') | 0
(178, 4, 'DES_res[3].E_PV_used[178,4]') | 0
(178, 5, 'DES_res[3].E_PV_used[178,5]') | 5.7692e-05
(178, 6, 'DES_res[3].E_PV_used[178,6]') | 0.0352
(178, 7, 'DES_res[3].E_PV_used[178,7]') | 0.05573
(178, 8, 'DES_res[3].E_PV_used[178,8]') | 0.11891
(178, 9, 'DES_res[3].E_PV_used[178,9]') | 0.12574
(178, 10, 'DES_res[3].E_PV_used[178,10]') | 0.0275
(178, 11, 'DES_res[3].E_PV_used[178,11]') | 0.05573
(178, 12, 'DES_res[3].E_PV_used[178,12]') | 0.0506
(178, 13, 'DES_res[3].E_PV_used[178,13]') | 0.39252
(178, 14, 'DES_res[3].E_PV_used[178,14]') | 0.05573
(178, 15, 'DES_res[3].E_PV_used[178,15]') | 0.17928
(178, 16, 'DES_res[3].E_PV_used[178,16]') | 0.1296
(178, 17, 'DES_res[3].E_PV_used[178,17]') | 0.48491
(178, 18, 'DES_res[3].E_PV_used[178,18]') | 0.78402
(178, 19, 'DES_res[3].E_PV_used[178,19]') | 0.27784
(178, 20, 'DES_res[3].E_PV_used[178,20]') | 0.29873
(178, 21, 'DES_res[3].E_PV_used[178,21]') | 0.13769
(178, 22, 'DES_res[3].E_PV_used[178,22]') | 0.0040385
(178, 23, 'DES_res[3].E_PV_used[178,23]') | 0
(178, 24, 'DES_res[3].E_PV_used[178,24]') | 0
(208, 1, 'DES_res[3].E_PV_used[208,1]') | 0
(208, 2, 'DES_res[3].E_PV_used[208,2]') | 0
(208, 3, 'DES_res[3].E_PV_used[208,3]') | 0
(208, 4, 'DES_res[3].E_PV_used[208,4]') | 0
(208, 5, 'DES_res[3].E_PV_used[208,5]') | 5.7692e-05
(208, 6, 'DES_res[3].E_PV_used[208,6]') | 0.063038
(208, 7, 'DES_res[3].E_PV_used[208,7]') | 0.34548
(208, 8, 'DES_res[3].E_PV_used[208,8]') | 0.51407
(208, 9, 'DES_res[3].E_PV_used[208,9]') | 0.86991
(208, 10, 'DES_res[3].E_PV_used[208,10]') | 0.55495
(208, 11, 'DES_res[3].E_PV_used[208,11]') | 0.623
(208, 12, 'DES_res[3].E_PV_used[208,12]') | 0.11762
(208, 13, 'DES_res[3].E_PV_used[208,13]') | 0.09123
(208, 14, 'DES_res[3].E_PV_used[208,14]') | 0.05529
(208, 15, 'DES_res[3].E_PV_used[208,15]') | 0.08782
(208, 16, 'DES_res[3].E_PV_used[208,16]') | 0.45855
(208, 17, 'DES_res[3].E_PV_used[208,17]') | 0.39581
(208, 18, 'DES_res[3].E_PV_used[208,18]') | 0.26493
(208, 19, 'DES_res[3].E_PV_used[208,19]') | 0.24727
(208, 20, 'DES_res[3].E_PV_used[208,20]') | 0.37655
(208, 21, 'DES_res[3].E_PV_used[208,21]') | 0.13769
(208, 22, 'DES_res[3].E_PV_used[208,22]') | 0.0040385
(208, 23, 'DES_res[3].E_PV_used[208,23]') | 0
(208, 24, 'DES_res[3].E_PV_used[208,24]') | 0
(225, 1, 'DES_res[3].E_PV_used[225,1]') | 0
(225, 2, 'DES_res[3].E_PV_used[225,2]') | 0
(225, 3, 'DES_res[3].E_PV_used[225,3]') | 0
(225, 4, 'DES_res[3].E_PV_used[225,4]') | 0
(225, 5, 'DES_res[3].E_PV_used[225,5]') | 5.7692e-05
(225, 6, 'DES_res[3].E_PV_used[225,6]') | 0.063038
(225, 7, 'DES_res[3].E_PV_used[225,7]') | 0.05355
(225, 8, 'DES_res[3].E_PV_used[225,8]') | 0.07515
(225, 9, 'DES_res[3].E_PV_used[225,9]') | 0.4867
(225, 10, 'DES_res[3].E_PV_used[225,10]') | 0.1491
(225, 11, 'DES_res[3].E_PV_used[225,11]') | 0.11532
(225, 12, 'DES_res[3].E_PV_used[225,12]') | 0.34315
(225, 13, 'DES_res[3].E_PV_used[225,13]') | 0.9908
(225, 14, 'DES_res[3].E_PV_used[225,14]') | 0.21549
(225, 15, 'DES_res[3].E_PV_used[225,15]') | 0.64676
(225, 16, 'DES_res[3].E_PV_used[225,16]') | 1.4134
(225, 17, 'DES_res[3].E_PV_used[225,17]') | 1.4313
(225, 18, 'DES_res[3].E_PV_used[225,18]') | 0.57725
(225, 19, 'DES_res[3].E_PV_used[225,19]') | 0.45121
(225, 20, 'DES_res[3].E_PV_used[225,20]') | 0.63912
(225, 21, 'DES_res[3].E_PV_used[225,21]') | 0.13769
(225, 22, 'DES_res[3].E_PV_used[225,22]') | 0.0040385
(225, 23, 'DES_res[3].E_PV_used[225,23]') | 0
(225, 24, 'DES_res[3].E_PV_used[225,24]') | 0
(248, 1, 'DES_res[3].E_PV_used[248,1]') | 0
(248, 2, 'DES_res[3].E_PV_used[248,2]') | 0
(248, 3, 'DES_res[3].E_PV_used[248,3]') | 0
(248, 4, 'DES_res[3].E_PV_used[248,4]') | 0
(248, 5, 'DES_res[3].E_PV_used[248,5]') | 5.7692e-05
(248, 6, 'DES_res[3].E_PV_used[248,6]') | 0.0453
(248, 7, 'DES_res[3].E_PV_used[248,7]') | 0.0453
(248, 8, 'DES_res[3].E_PV_used[248,8]') | 0.05468
(248, 9, 'DES_res[3].E_PV_used[248,9]') | 0.19068
(248, 10, 'DES_res[3].E_PV_used[248,10]') | 0.73686
(248, 11, 'DES_res[3].E_PV_used[248,11]') | 0.49409
(248, 12, 'DES_res[3].E_PV_used[248,12]') | 1.2207
(248, 13, 'DES_res[3].E_PV_used[248,13]') | 0.2108
(248, 14, 'DES_res[3].E_PV_used[248,14]') | 0.10862
(248, 15, 'DES_res[3].E_PV_used[248,15]') | 0.2268
(248, 16, 'DES_res[3].E_PV_used[248,16]') | 0.24495
(248, 17, 'DES_res[3].E_PV_used[248,17]') | 0.04623
(248, 18, 'DES_res[3].E_PV_used[248,18]') | 0.04437
(248, 19, 'DES_res[3].E_PV_used[248,19]') | 0.0453
(248, 20, 'DES_res[3].E_PV_used[248,20]') | 0.28485
(248, 21, 'DES_res[3].E_PV_used[248,21]') | 0.13769
(248, 22, 'DES_res[3].E_PV_used[248,22]') | 0.0040385
(248, 23, 'DES_res[3].E_PV_used[248,23]') | 0
(248, 24, 'DES_res[3].E_PV_used[248,24]') | 0
(249, 1, 'DES_res[3].E_PV_used[249,1]') | 0
(249, 2, 'DES_res[3].E_PV_used[249,2]') | 0
(249, 3, 'DES_res[3].E_PV_used[249,3]') | 0
(249, 4, 'DES_res[3].E_PV_used[249,4]') | 0
(249, 5, 'DES_res[3].E_PV_used[249,5]') | 5.7692e-05
(249, 6, 'DES_res[3].E_PV_used[249,6]') | 0.04766
(249, 7, 'DES_res[3].E_PV_used[249,7]') | 0.04766
(249, 8, 'DES_res[3].E_PV_used[249,8]') | 0.047
(249, 9, 'DES_res[3].E_PV_used[249,9]') | 0.04766
(249, 10, 'DES_res[3].E_PV_used[249,10]') | 0.048
(249, 11, 'DES_res[3].E_PV_used[249,11]') | 0.08805
(249, 12, 'DES_res[3].E_PV_used[249,12]') | 0.19939
(249, 13, 'DES_res[3].E_PV_used[249,13]') | 0.0738
(249, 14, 'DES_res[3].E_PV_used[249,14]') | 0.0245
(249, 15, 'DES_res[3].E_PV_used[249,15]') | 0.04766
(249, 16, 'DES_res[3].E_PV_used[249,16]') | 0.03385
(249, 17, 'DES_res[3].E_PV_used[249,17]') | 0.53907
(249, 18, 'DES_res[3].E_PV_used[249,18]') | 0.21133
(249, 19, 'DES_res[3].E_PV_used[249,19]') | 0.10591
(249, 20, 'DES_res[3].E_PV_used[249,20]') | 0.26968
(249, 21, 'DES_res[3].E_PV_used[249,21]') | 0.13769
(249, 22, 'DES_res[3].E_PV_used[249,22]') | 0.0040385
(249, 23, 'DES_res[3].E_PV_used[249,23]') | 0
(249, 24, 'DES_res[3].E_PV_used[249,24]') | 0
(264, 1, 'DES_res[3].E_PV_used[264,1]') | 0
(264, 2, 'DES_res[3].E_PV_used[264,2]') | 0
(264, 3, 'DES_res[3].E_PV_used[264,3]') | 0
(264, 4, 'DES_res[3].E_PV_used[264,4]') | 0
(264, 5, 'DES_res[3].E_PV_used[264,5]') | 5.7692e-05
(264, 6, 'DES_res[3].E_PV_used[264,6]') | 0.063038
(264, 7, 'DES_res[3].E_PV_used[264,7]') | 0.11295
(264, 8, 'DES_res[3].E_PV_used[264,8]') | 0.08865
(264, 9, 'DES_res[3].E_PV_used[264,9]') | 0.06859
(264, 10, 'DES_res[3].E_PV_used[264,10]') | 0.11159
(264, 11, 'DES_res[3].E_PV_used[264,11]') | 0.026
(264, 12, 'DES_res[3].E_PV_used[264,12]') | 0.14048
(264, 13, 'DES_res[3].E_PV_used[264,13]') | 0.08895
(264, 14, 'DES_res[3].E_PV_used[264,14]') | 0.0663
(264, 15, 'DES_res[3].E_PV_used[264,15]') | 0.09801
(264, 16, 'DES_res[3].E_PV_used[264,16]') | 0.07422
(264, 17, 'DES_res[3].E_PV_used[264,17]') | 0.09588
(264, 18, 'DES_res[3].E_PV_used[264,18]') | 0.13864
(264, 19, 'DES_res[3].E_PV_used[264,19]') | 0.14755
(264, 20, 'DES_res[3].E_PV_used[264,20]') | 0.09682
(264, 21, 'DES_res[3].E_PV_used[264,21]') | 0.10738
(264, 22, 'DES_res[3].E_PV_used[264,22]') | 0.0040385
(264, 23, 'DES_res[3].E_PV_used[264,23]') | 0
(264, 24, 'DES_res[3].E_PV_used[264,24]') | 0

## Q
variable value
(34, 1, 'RESU6.5', 'DES_res[3].Q[34,1,RESU6.5]') | 1
(34, 1, 'RESU3.3', 'DES_res[3].Q[34,1,RESU3.3]') | 1
(34, 1, 'TP2', 'DES_res[3].Q[34,1,TP2]') | 1
(34, 2, 'RESU6.5', 'DES_res[3].Q[34,2,RESU6.5]') | 1
(34, 2, 'RESU3.3', 'DES_res[3].Q[34,2,RESU3.3]') | 1
(34, 2, 'TP2', 'DES_res[3].Q[34,2,TP2]') | 1
(34, 3, 'RESU6.5', 'DES_res[3].Q[34,3,RESU6.5]') | 1
(34, 3, 'RESU3.3', 'DES_res[3].Q[34,3,RESU3.3]') | 1
(34, 3, 'TP2', 'DES_res[3].Q[34,3,TP2]') | 1
(34, 4, 'RESU6.5', 'DES_res[3].Q[34,4,RESU6.5]') | 1
(34, 4, 'RESU3.3', 'DES_res[3].Q[34,4,RESU3.3]') | 1
(34, 4, 'TP2', 'DES_res[3].Q[34,4,TP2]') | 1
(34, 5, 'RESU6.5', 'DES_res[3].Q[34,5,RESU6.5]') | 1
(34, 5, 'RESU3.3', 'DES_res[3].Q[34,5,RESU3.3]') | 1
(34, 5, 'TP2', 'DES_res[3].Q[34,5,TP2]') | 1
(34, 6, 'RESU6.5', 'DES_res[3].Q[34,6,RESU6.5]') | 1
(34, 6, 'RESU3.3', 'DES_res[3].Q[34,6,RESU3.3]') | 1
(34, 6, 'TP2', 'DES_res[3].Q[34,6,TP2]') | 1
(34, 7, 'RESU6.5', 'DES_res[3].Q[34,7,RESU6.5]') | 1
(34, 7, 'RESU3.3', 'DES_res[3].Q[34,7,RESU3.3]') | 1
(34, 7, 'TP2', 'DES_res[3].Q[34,7,TP2]') | 1
(34, 8, 'RESU6.5', 'DES_res[3].Q[34,8,RESU6.5]') | 1
(34, 8, 'RESU3.3', 'DES_res[3].Q[34,8,RESU3.3]') | 1
(34, 8, 'TP2', 'DES_res[3].Q[34,8,TP2]') | 1
(34, 9, 'RESU6.5', 'DES_res[3].Q[34,9,RESU6.5]') | 1
(34, 9, 'RESU3.3', 'DES_res[3].Q[34,9,RESU3.3]') | 1
(34, 9, 'TP2', 'DES_res[3].Q[34,9,TP2]') | 1
(34, 10, 'RESU6.5', 'DES_res[3].Q[34,10,RESU6.5]') | 1
(34, 10, 'RESU3.3', 'DES_res[3].Q[34,10,RESU3.3]') | 1
(34, 10, 'TP2', 'DES_res[3].Q[34,10,TP2]') | 1
(34, 11, 'RESU6.5', 'DES_res[3].Q[34,11,RESU6.5]') | 1
(34, 11, 'RESU3.3', 'DES_res[3].Q[34,11,RESU3.3]') | 1
(34, 11, 'TP2', 'DES_res[3].Q[34,11,TP2]') | 1
(34, 12, 'RESU6.5', 'DES_res[3].Q[34,12,RESU6.5]') | 1
(34, 12, 'RESU3.3', 'DES_res[3].Q[34,12,RESU3.3]') | 1
(34, 12, 'TP2', 'DES_res[3].Q[34,12,TP2]') | 1
(34, 13, 'RESU6.5', 'DES_res[3].Q[34,13,RESU6.5]') | 1
(34, 13, 'RESU3.3', 'DES_res[3].Q[34,13,RESU3.3]') | 1
(34, 13, 'TP2', 'DES_res[3].Q[34,13,TP2]') | 1
(34, 14, 'RESU6.5', 'DES_res[3].Q[34,14,RESU6.5]') | 1
(34, 14, 'RESU3.3', 'DES_res[3].Q[34,14,RESU3.3]') | 1
(34, 14, 'TP2', 'DES_res[3].Q[34,14,TP2]') | 1
(34, 15, 'RESU6.5', 'DES_res[3].Q[34,15,RESU6.5]') | 1
(34, 15, 'RESU3.3', 'DES_res[3].Q[34,15,RESU3.3]') | 1
(34, 15, 'TP2', 'DES_res[3].Q[34,15,TP2]') | 1
(34, 16, 'RESU6.5', 'DES_res[3].Q[34,16,RESU6.5]') | 1
(34, 16, 'RESU3.3', 'DES_res[3].Q[34,16,RESU3.3]') | 1
(34, 16, 'TP2', 'DES_res[3].Q[34,16,TP2]') | 1
(34, 17, 'RESU6.5', 'DES_res[3].Q[34,17,RESU6.5]') | 1
(34, 17, 'RESU3.3', 'DES_res[3].Q[34,17,RESU3.3]') | 1
(34, 17, 'TP2', 'DES_res[3].Q[34,17,TP2]') | 1
(34, 18, 'RESU6.5', 'DES_res[3].Q[34,18,RESU6.5]') | 1
(34, 18, 'RESU3.3', 'DES_res[3].Q[34,18,RESU3.3]') | 1
(34, 18, 'TP2', 'DES_res[3].Q[34,18,TP2]') | 1
(34, 19, 'RESU6.5', 'DES_res[3].Q[34,19,RESU6.5]') | 1
(34, 19, 'RESU3.3', 'DES_res[3].Q[34,19,RESU3.3]') | 1
(34, 19, 'TP2', 'DES_res[3].Q[34,19,TP2]') | 1
(34, 20, 'RESU6.5', 'DES_res[3].Q[34,20,RESU6.5]') | 1
(34, 20, 'RESU3.3', 'DES_res[3].Q[34,20,RESU3.3]') | 1
(34, 20, 'TP2', 'DES_res[3].Q[34,20,TP2]') | 1
(34, 21, 'RESU6.5', 'DES_res[3].Q[34,21,RESU6.5]') | 1
(34, 21, 'RESU3.3', 'DES_res[3].Q[34,21,RESU3.3]') | 1
(34, 21, 'TP2', 'DES_res[3].Q[34,21,TP2]') | 1
(34, 22, 'RESU6.5', 'DES_res[3].Q[34,22,RESU6.5]') | 1
(34, 22, 'RESU3.3', 'DES_res[3].Q[34,22,RESU3.3]') | 1
(34, 22, 'TP2', 'DES_res[3].Q[34,22,TP2]') | 1
(34, 23, 'RESU6.5', 'DES_res[3].Q[34,23,RESU6.5]') | 1
(34, 23, 'RESU3.3', 'DES_res[3].Q[34,23,RESU3.3]') | 1
(34, 23, 'TP2', 'DES_res[3].Q[34,23,TP2]') | 1
(34, 24, 'RESU6.5', 'DES_res[3].Q[34,24,RESU6.5]') | 1
(34, 24, 'RESU3.3', 'DES_res[3].Q[34,24,RESU3.3]') | 1
(34, 24, 'TP2', 'DES_res[3].Q[34,24,TP2]') | 1
(47, 1, 'RESU6.5', 'DES_res[3].Q[47,1,RESU6.5]') | 1
(47, 1, 'RESU3.3', 'DES_res[3].Q[47,1,RESU3.3]') | 1
(47, 1, 'TP2', 'DES_res[3].Q[47,1,TP2]') | 1
(47, 2, 'RESU6.5', 'DES_res[3].Q[47,2,RESU6.5]') | 1
(47, 2, 'RESU3.3', 'DES_res[3].Q[47,2,RESU3.3]') | 1
(47, 2, 'TP2', 'DES_res[3].Q[47,2,TP2]') | 1
(47, 3, 'RESU6.5', 'DES_res[3].Q[47,3,RESU6.5]') | 1
(47, 3, 'RESU3.3', 'DES_res[3].Q[47,3,RESU3.3]') | 1
(47, 3, 'TP2', 'DES_res[3].Q[47,3,TP2]') | 1
(47, 4, 'RESU6.5', 'DES_res[3].Q[47,4,RESU6.5]') | 1
(47, 4, 'RESU3.3', 'DES_res[3].Q[47,4,RESU3.3]') | 1
(47, 4, 'TP2', 'DES_res[3].Q[47,4,TP2]') | 1
(47, 5, 'RESU6.5', 'DES_res[3].Q[47,5,RESU6.5]') | 1
(47, 5, 'RESU3.3', 'DES_res[3].Q[47,5,RESU3.3]') | 1
(47, 5, 'TP2', 'DES_res[3].Q[47,5,TP2]') | 1
(47, 6, 'RESU6.5', 'DES_res[3].Q[47,6,RESU6.5]') | 1
(47, 6, 'RESU3.3', 'DES_res[3].Q[47,6,RESU3.3]') | 1
(47, 6, 'TP2', 'DES_res[3].Q[47,6,TP2]') | 1
(47, 7, 'RESU6.5', 'DES_res[3].Q[47,7,RESU6.5]') | 1
(47, 7, 'RESU3.3', 'DES_res[3].Q[47,7,RESU3.3]') | 1
(47, 7, 'TP2', 'DES_res[3].Q[47,7,TP2]') | 1
(47, 8, 'RESU6.5', 'DES_res[3].Q[47,8,RESU6.5]') | 1
(47, 8, 'RESU3.3', 'DES_res[3].Q[47,8,RESU3.3]') | 1
(47, 8, 'TP2', 'DES_res[3].Q[47,8,TP2]') | 1
(47, 9, 'RESU6.5', 'DES_res[3].Q[47,9,RESU6.5]') | 1
(47, 9, 'RESU3.3', 'DES_res[3].Q[47,9,RESU3.3]') | 1
(47, 9, 'TP2', 'DES_res[3].Q[47,9,TP2]') | 1
(47, 10, 'RESU6.5', 'DES_res[3].Q[47,10,RESU6.5]') | 1
(47, 10, 'RESU3.3', 'DES_res[3].Q[47,10,RESU3.3]') | 1
(47, 10, 'TP2', 'DES_res[3].Q[47,10,TP2]') | 1
(47, 11, 'RESU6.5', 'DES_res[3].Q[47,11,RESU6.5]') | 1
(47, 11, 'RESU3.3', 'DES_res[3].Q[47,11,RESU3.3]') | 1
(47, 11, 'TP2', 'DES_res[3].Q[47,11,TP2]') | 1
(47, 12, 'RESU6.5', 'DES_res[3].Q[47,12,RESU6.5]') | 1
(47, 12, 'RESU3.3', 'DES_res[3].Q[47,12,RESU3.3]') | 1
(47, 12, 'TP2', 'DES_res[3].Q[47,12,TP2]') | 1
(47, 13, 'RESU6.5', 'DES_res[3].Q[47,13,RESU6.5]') | 1
(47, 13, 'RESU3.3', 'DES_res[3].Q[47,13,RESU3.3]') | 1
(47, 13, 'TP2', 'DES_res[3].Q[47,13,TP2]') | 1
(47, 14, 'RESU6.5', 'DES_res[3].Q[47,14,RESU6.5]') | 1
(47, 14, 'RESU3.3', 'DES_res[3].Q[47,14,RESU3.3]') | 1
(47, 14, 'TP2', 'DES_res[3].Q[47,14,TP2]') | 1
(47, 15, 'RESU6.5', 'DES_res[3].Q[47,15,RESU6.5]') | 1
(47, 15, 'RESU3.3', 'DES_res[3].Q[47,15,RESU3.3]') | 1
(47, 15, 'TP2', 'DES_res[3].Q[47,15,TP2]') | 1
(47, 16, 'RESU6.5', 'DES_res[3].Q[47,16,RESU6.5]') | 1
(47, 16, 'RESU3.3', 'DES_res[3].Q[47,16,RESU3.3]') | 1
(47, 16, 'TP2', 'DES_res[3].Q[47,16,TP2]') | 1
(47, 17, 'RESU6.5', 'DES_res[3].Q[47,17,RESU6.5]') | 1
(47, 17, 'RESU3.3', 'DES_res[3].Q[47,17,RESU3.3]') | 1
(47, 17, 'TP2', 'DES_res[3].Q[47,17,TP2]') | 1
(47, 18, 'RESU6.5', 'DES_res[3].Q[47,18,RESU6.5]') | 1
(47, 18, 'RESU3.3', 'DES_res[3].Q[47,18,RESU3.3]') | 1
(47, 18, 'TP2', 'DES_res[3].Q[47,18,TP2]') | 1
(47, 19, 'RESU6.5', 'DES_res[3].Q[47,19,RESU6.5]') | 1
(47, 19, 'RESU3.3', 'DES_res[3].Q[47,19,RESU3.3]') | 1
(47, 19, 'TP2', 'DES_res[3].Q[47,19,TP2]') | 1
(47, 20, 'RESU6.5', 'DES_res[3].Q[47,20,RESU6.5]') | 1
(47, 20, 'RESU3.3', 'DES_res[3].Q[47,20,RESU3.3]') | 1
(47, 20, 'TP2', 'DES_res[3].Q[47,20,TP2]') | 1
(47, 21, 'RESU6.5', 'DES_res[3].Q[47,21,RESU6.5]') | 1
(47, 21, 'RESU3.3', 'DES_res[3].Q[47,21,RESU3.3]') | 1
(47, 21, 'TP2', 'DES_res[3].Q[47,21,TP2]') | 1
(47, 22, 'RESU6.5', 'DES_res[3].Q[47,22,RESU6.5]') | 1
(47, 22, 'RESU3.3', 'DES_res[3].Q[47,22,RESU3.3]') | 1
(47, 22, 'TP2', 'DES_res[3].Q[47,22,TP2]') | 1
(47, 23, 'RESU6.5', 'DES_res[3].Q[47,23,RESU6.5]') | 1
(47, 23, 'RESU3.3', 'DES_res[3].Q[47,23,RESU3.3]') | 1
(47, 23, 'TP2', 'DES_res[3].Q[47,23,TP2]') | 1
(47, 24, 'RESU6.5', 'DES_res[3].Q[47,24,RESU6.5]') | 1
(47, 24, 'RESU3.3', 'DES_res[3].Q[47,24,RESU3.3]') | 1
(47, 24, 'TP2', 'DES_res[3].Q[47,24,TP2]') | 1
(70, 1, 'RESU6.5', 'DES_res[3].Q[70,1,RESU6.5]') | 1
(70, 1, 'RESU3.3', 'DES_res[3].Q[70,1,RESU3.3]') | 1
(70, 1, 'TP2', 'DES_res[3].Q[70,1,TP2]') | 1
(70, 2, 'RESU6.5', 'DES_res[3].Q[70,2,RESU6.5]') | 1
(70, 2, 'RESU3.3', 'DES_res[3].Q[70,2,RESU3.3]') | 1
(70, 2, 'TP2', 'DES_res[3].Q[70,2,TP2]') | 1
(70, 3, 'RESU6.5', 'DES_res[3].Q[70,3,RESU6.5]') | 1
(70, 3, 'RESU3.3', 'DES_res[3].Q[70,3,RESU3.3]') | 1
(70, 3, 'TP2', 'DES_res[3].Q[70,3,TP2]') | 1
(70, 4, 'RESU6.5', 'DES_res[3].Q[70,4,RESU6.5]') | 1
(70, 4, 'RESU3.3', 'DES_res[3].Q[70,4,RESU3.3]') | 1
(70, 4, 'TP2', 'DES_res[3].Q[70,4,TP2]') | 1
(70, 5, 'RESU6.5', 'DES_res[3].Q[70,5,RESU6.5]') | 1
(70, 5, 'RESU3.3', 'DES_res[3].Q[70,5,RESU3.3]') | 1
(70, 5, 'TP2', 'DES_res[3].Q[70,5,TP2]') | 1
(70, 6, 'RESU6.5', 'DES_res[3].Q[70,6,RESU6.5]') | 1
(70, 6, 'RESU3.3', 'DES_res[3].Q[70,6,RESU3.3]') | 1
(70, 6, 'TP2', 'DES_res[3].Q[70,6,TP2]') | 1
(70, 7, 'RESU6.5', 'DES_res[3].Q[70,7,RESU6.5]') | 1
(70, 7, 'RESU3.3', 'DES_res[3].Q[70,7,RESU3.3]') | 1
(70, 7, 'TP2', 'DES_res[3].Q[70,7,TP2]') | 1
(70, 8, 'RESU6.5', 'DES_res[3].Q[70,8,RESU6.5]') | 1
(70, 8, 'RESU3.3', 'DES_res[3].Q[70,8,RESU3.3]') | 1
(70, 8, 'TP2', 'DES_res[3].Q[70,8,TP2]') | 1
(70, 9, 'RESU6.5', 'DES_res[3].Q[70,9,RESU6.5]') | 1
(70, 9, 'RESU3.3', 'DES_res[3].Q[70,9,RESU3.3]') | 1
(70, 9, 'TP2', 'DES_res[3].Q[70,9,TP2]') | 1
(70, 10, 'RESU6.5', 'DES_res[3].Q[70,10,RESU6.5]') | 1
(70, 10, 'RESU3.3', 'DES_res[3].Q[70,10,RESU3.3]') | 1
(70, 10, 'TP2', 'DES_res[3].Q[70,10,TP2]') | 1
(70, 11, 'RESU6.5', 'DES_res[3].Q[70,11,RESU6.5]') | 1
(70, 11, 'RESU3.3', 'DES_res[3].Q[70,11,RESU3.3]') | 1
(70, 11, 'TP2', 'DES_res[3].Q[70,11,TP2]') | 1
(70, 12, 'RESU6.5', 'DES_res[3].Q[70,12,RESU6.5]') | 1
(70, 12, 'RESU3.3', 'DES_res[3].Q[70,12,RESU3.3]') | 1
(70, 12, 'TP2', 'DES_res[3].Q[70,12,TP2]') | 1
(70, 13, 'RESU6.5', 'DES_res[3].Q[70,13,RESU6.5]') | 1
(70, 13, 'RESU3.3', 'DES_res[3].Q[70,13,RESU3.3]') | 1
(70, 13, 'TP2', 'DES_res[3].Q[70,13,TP2]') | 1
(70, 14, 'RESU6.5', 'DES_res[3].Q[70,14,RESU6.5]') | 1
(70, 14, 'RESU3.3', 'DES_res[3].Q[70,14,RESU3.3]') | 1
(70, 14, 'TP2', 'DES_res[3].Q[70,14,TP2]') | 1
(70, 15, 'RESU6.5', 'DES_res[3].Q[70,15,RESU6.5]') | 1
(70, 15, 'RESU3.3', 'DES_res[3].Q[70,15,RESU3.3]') | 1
(70, 15, 'TP2', 'DES_res[3].Q[70,15,TP2]') | 1
(70, 16, 'RESU6.5', 'DES_res[3].Q[70,16,RESU6.5]') | 1
(70, 16, 'RESU3.3', 'DES_res[3].Q[70,16,RESU3.3]') | 1
(70, 16, 'TP2', 'DES_res[3].Q[70,16,TP2]') | 1
(70, 17, 'RESU6.5', 'DES_res[3].Q[70,17,RESU6.5]') | 1
(70, 17, 'RESU3.3', 'DES_res[3].Q[70,17,RESU3.3]') | 1
(70, 17, 'TP2', 'DES_res[3].Q[70,17,TP2]') | 1
(70, 18, 'RESU6.5', 'DES_res[3].Q[70,18,RESU6.5]') | 1
(70, 18, 'RESU3.3', 'DES_res[3].Q[70,18,RESU3.3]') | 1
(70, 18, 'TP2', 'DES_res[3].Q[70,18,TP2]') | 1
(70, 19, 'RESU6.5', 'DES_res[3].Q[70,19,RESU6.5]') | 1
(70, 19, 'RESU3.3', 'DES_res[3].Q[70,19,RESU3.3]') | 1
(70, 19, 'TP2', 'DES_res[3].Q[70,19,TP2]') | 1
(70, 20, 'RESU6.5', 'DES_res[3].Q[70,20,RESU6.5]') | 1
(70, 20, 'RESU3.3', 'DES_res[3].Q[70,20,RESU3.3]') | 1
(70, 20, 'TP2', 'DES_res[3].Q[70,20,TP2]') | 1
(70, 21, 'RESU6.5', 'DES_res[3].Q[70,21,RESU6.5]') | 1
(70, 21, 'RESU3.3', 'DES_res[3].Q[70,21,RESU3.3]') | 1
(70, 21, 'TP2', 'DES_res[3].Q[70,21,TP2]') | 1
(70, 22, 'RESU6.5', 'DES_res[3].Q[70,22,RESU6.5]') | 1
(70, 22, 'RESU3.3', 'DES_res[3].Q[70,22,RESU3.3]') | 1
(70, 22, 'TP2', 'DES_res[3].Q[70,22,TP2]') | 1
(70, 23, 'RESU6.5', 'DES_res[3].Q[70,23,RESU6.5]') | 1
(70, 23, 'RESU3.3', 'DES_res[3].Q[70,23,RESU3.3]') | 1
(70, 23, 'TP2', 'DES_res[3].Q[70,23,TP2]') | 1
(70, 24, 'RESU6.5', 'DES_res[3].Q[70,24,RESU6.5]') | 1
(70, 24, 'RESU3.3', 'DES_res[3].Q[70,24,RESU3.3]') | 1
(70, 24, 'TP2', 'DES_res[3].Q[70,24,TP2]') | 1
(73, 1, 'RESU6.5', 'DES_res[3].Q[73,1,RESU6.5]') | 1
(73, 1, 'RESU3.3', 'DES_res[3].Q[73,1,RESU3.3]') | 1
(73, 1, 'TP2', 'DES_res[3].Q[73,1,TP2]') | 1
(73, 2, 'RESU6.5', 'DES_res[3].Q[73,2,RESU6.5]') | 1
(73, 2, 'RESU3.3', 'DES_res[3].Q[73,2,RESU3.3]') | 1
(73, 2, 'TP2', 'DES_res[3].Q[73,2,TP2]') | 1
(73, 3, 'RESU6.5', 'DES_res[3].Q[73,3,RESU6.5]') | 1
(73, 3, 'RESU3.3', 'DES_res[3].Q[73,3,RESU3.3]') | 1
(73, 3, 'TP2', 'DES_res[3].Q[73,3,TP2]') | 1
(73, 4, 'RESU6.5', 'DES_res[3].Q[73,4,RESU6.5]') | 1
(73, 4, 'RESU3.3', 'DES_res[3].Q[73,4,RESU3.3]') | 1
(73, 4, 'TP2', 'DES_res[3].Q[73,4,TP2]') | 1
(73, 5, 'RESU6.5', 'DES_res[3].Q[73,5,RESU6.5]') | 1
(73, 5, 'RESU3.3', 'DES_res[3].Q[73,5,RESU3.3]') | 1
(73, 5, 'TP2', 'DES_res[3].Q[73,5,TP2]') | 1
(73, 6, 'RESU6.5', 'DES_res[3].Q[73,6,RESU6.5]') | 1
(73, 6, 'RESU3.3', 'DES_res[3].Q[73,6,RESU3.3]') | 1
(73, 6, 'TP2', 'DES_res[3].Q[73,6,TP2]') | 1
(73, 7, 'RESU6.5', 'DES_res[3].Q[73,7,RESU6.5]') | 1
(73, 7, 'RESU3.3', 'DES_res[3].Q[73,7,RESU3.3]') | 1
(73, 7, 'TP2', 'DES_res[3].Q[73,7,TP2]') | 1
(73, 8, 'RESU6.5', 'DES_res[3].Q[73,8,RESU6.5]') | 1
(73, 8, 'RESU3.3', 'DES_res[3].Q[73,8,RESU3.3]') | 1
(73, 8, 'TP2', 'DES_res[3].Q[73,8,TP2]') | 1
(73, 9, 'RESU6.5', 'DES_res[3].Q[73,9,RESU6.5]') | 1
(73, 9, 'RESU3.3', 'DES_res[3].Q[73,9,RESU3.3]') | 1
(73, 9, 'TP2', 'DES_res[3].Q[73,9,TP2]') | 1
(73, 10, 'RESU6.5', 'DES_res[3].Q[73,10,RESU6.5]') | 1
(73, 10, 'RESU3.3', 'DES_res[3].Q[73,10,RESU3.3]') | 1
(73, 10, 'TP2', 'DES_res[3].Q[73,10,TP2]') | 1
(73, 11, 'RESU6.5', 'DES_res[3].Q[73,11,RESU6.5]') | 1
(73, 11, 'RESU3.3', 'DES_res[3].Q[73,11,RESU3.3]') | 1
(73, 11, 'TP2', 'DES_res[3].Q[73,11,TP2]') | 1
(73, 12, 'RESU6.5', 'DES_res[3].Q[73,12,RESU6.5]') | 1
(73, 12, 'RESU3.3', 'DES_res[3].Q[73,12,RESU3.3]') | 1
(73, 12, 'TP2', 'DES_res[3].Q[73,12,TP2]') | 1
(73, 13, 'RESU6.5', 'DES_res[3].Q[73,13,RESU6.5]') | 1
(73, 13, 'RESU3.3', 'DES_res[3].Q[73,13,RESU3.3]') | 1
(73, 13, 'TP2', 'DES_res[3].Q[73,13,TP2]') | 1
(73, 14, 'RESU6.5', 'DES_res[3].Q[73,14,RESU6.5]') | 1
(73, 14, 'RESU3.3', 'DES_res[3].Q[73,14,RESU3.3]') | 1
(73, 14, 'TP2', 'DES_res[3].Q[73,14,TP2]') | 1
(73, 15, 'RESU6.5', 'DES_res[3].Q[73,15,RESU6.5]') | 1
(73, 15, 'RESU3.3', 'DES_res[3].Q[73,15,RESU3.3]') | 1
(73, 15, 'TP2', 'DES_res[3].Q[73,15,TP2]') | 1
(73, 16, 'RESU6.5', 'DES_res[3].Q[73,16,RESU6.5]') | 1
(73, 16, 'RESU3.3', 'DES_res[3].Q[73,16,RESU3.3]') | 1
(73, 16, 'TP2', 'DES_res[3].Q[73,16,TP2]') | 1
(73, 17, 'RESU6.5', 'DES_res[3].Q[73,17,RESU6.5]') | 1
(73, 17, 'RESU3.3', 'DES_res[3].Q[73,17,RESU3.3]') | 1
(73, 17, 'TP2', 'DES_res[3].Q[73,17,TP2]') | 1
(73, 18, 'RESU6.5', 'DES_res[3].Q[73,18,RESU6.5]') | 1
(73, 18, 'RESU3.3', 'DES_res[3].Q[73,18,RESU3.3]') | 1
(73, 18, 'TP2', 'DES_res[3].Q[73,18,TP2]') | 1
(73, 19, 'RESU6.5', 'DES_res[3].Q[73,19,RESU6.5]') | 1
(73, 19, 'RESU3.3', 'DES_res[3].Q[73,19,RESU3.3]') | 1
(73, 19, 'TP2', 'DES_res[3].Q[73,19,TP2]') | 1
(73, 20, 'RESU6.5', 'DES_res[3].Q[73,20,RESU6.5]') | 1
(73, 20, 'RESU3.3', 'DES_res[3].Q[73,20,RESU3.3]') | 1
(73, 20, 'TP2', 'DES_res[3].Q[73,20,TP2]') | 1
(73, 21, 'RESU6.5', 'DES_res[3].Q[73,21,RESU6.5]') | 1
(73, 21, 'RESU3.3', 'DES_res[3].Q[73,21,RESU3.3]') | 1
(73, 21, 'TP2', 'DES_res[3].Q[73,21,TP2]') | 1
(73, 22, 'RESU6.5', 'DES_res[3].Q[73,22,RESU6.5]') | 1
(73, 22, 'RESU3.3', 'DES_res[3].Q[73,22,RESU3.3]') | 1
(73, 22, 'TP2', 'DES_res[3].Q[73,22,TP2]') | 1
(73, 23, 'RESU6.5', 'DES_res[3].Q[73,23,RESU6.5]') | 1
(73, 23, 'RESU3.3', 'DES_res[3].Q[73,23,RESU3.3]') | 1
(73, 23, 'TP2', 'DES_res[3].Q[73,23,TP2]') | 1
(73, 24, 'RESU6.5', 'DES_res[3].Q[73,24,RESU6.5]') | 1
(73, 24, 'RESU3.3', 'DES_res[3].Q[73,24,RESU3.3]') | 1
(73, 24, 'TP2', 'DES_res[3].Q[73,24,TP2]') | 1
(74, 1, 'RESU6.5', 'DES_res[3].Q[74,1,RESU6.5]') | 1
(74, 1, 'RESU3.3', 'DES_res[3].Q[74,1,RESU3.3]') | 1
(74, 1, 'TP2', 'DES_res[3].Q[74,1,TP2]') | 1
(74, 2, 'RESU6.5', 'DES_res[3].Q[74,2,RESU6.5]') | 1
(74, 2, 'RESU3.3', 'DES_res[3].Q[74,2,RESU3.3]') | 1
(74, 2, 'TP2', 'DES_res[3].Q[74,2,TP2]') | 1
(74, 3, 'RESU6.5', 'DES_res[3].Q[74,3,RESU6.5]') | 1
(74, 3, 'RESU3.3', 'DES_res[3].Q[74,3,RESU3.3]') | 1
(74, 3, 'TP2', 'DES_res[3].Q[74,3,TP2]') | 1
(74, 4, 'RESU6.5', 'DES_res[3].Q[74,4,RESU6.5]') | 1
(74, 4, 'RESU3.3', 'DES_res[3].Q[74,4,RESU3.3]') | 1
(74, 4, 'TP2', 'DES_res[3].Q[74,4,TP2]') | 1
(74, 5, 'RESU6.5', 'DES_res[3].Q[74,5,RESU6.5]') | 1
(74, 5, 'RESU3.3', 'DES_res[3].Q[74,5,RESU3.3]') | 1
(74, 5, 'TP2', 'DES_res[3].Q[74,5,TP2]') | 1
(74, 6, 'RESU6.5', 'DES_res[3].Q[74,6,RESU6.5]') | 1
(74, 6, 'RESU3.3', 'DES_res[3].Q[74,6,RESU3.3]') | 1
(74, 6, 'TP2', 'DES_res[3].Q[74,6,TP2]') | 1
(74, 7, 'RESU6.5', 'DES_res[3].Q[74,7,RESU6.5]') | 1
(74, 7, 'RESU3.3', 'DES_res[3].Q[74,7,RESU3.3]') | 1
(74, 7, 'TP2', 'DES_res[3].Q[74,7,TP2]') | 1
(74, 8, 'RESU6.5', 'DES_res[3].Q[74,8,RESU6.5]') | 1
(74, 8, 'RESU3.3', 'DES_res[3].Q[74,8,RESU3.3]') | 1
(74, 8, 'TP2', 'DES_res[3].Q[74,8,TP2]') | 1
(74, 9, 'RESU6.5', 'DES_res[3].Q[74,9,RESU6.5]') | 1
(74, 9, 'RESU3.3', 'DES_res[3].Q[74,9,RESU3.3]') | 1
(74, 9, 'TP2', 'DES_res[3].Q[74,9,TP2]') | 1
(74, 10, 'RESU6.5', 'DES_res[3].Q[74,10,RESU6.5]') | 1
(74, 10, 'RESU3.3', 'DES_res[3].Q[74,10,RESU3.3]') | 1
(74, 10, 'TP2', 'DES_res[3].Q[74,10,TP2]') | 1
(74, 11, 'RESU6.5', 'DES_res[3].Q[74,11,RESU6.5]') | 1
(74, 11, 'RESU3.3', 'DES_res[3].Q[74,11,RESU3.3]') | 1
(74, 11, 'TP2', 'DES_res[3].Q[74,11,TP2]') | 1
(74, 12, 'RESU6.5', 'DES_res[3].Q[74,12,RESU6.5]') | 1
(74, 12, 'RESU3.3', 'DES_res[3].Q[74,12,RESU3.3]') | 1
(74, 12, 'TP2', 'DES_res[3].Q[74,12,TP2]') | 1
(74, 13, 'RESU6.5', 'DES_res[3].Q[74,13,RESU6.5]') | 1
(74, 13, 'RESU3.3', 'DES_res[3].Q[74,13,RESU3.3]') | 1
(74, 13, 'TP2', 'DES_res[3].Q[74,13,TP2]') | 1
(74, 14, 'RESU6.5', 'DES_res[3].Q[74,14,RESU6.5]') | 1
(74, 14, 'RESU3.3', 'DES_res[3].Q[74,14,RESU3.3]') | 1
(74, 14, 'TP2', 'DES_res[3].Q[74,14,TP2]') | 1
(74, 15, 'RESU6.5', 'DES_res[3].Q[74,15,RESU6.5]') | 1
(74, 15, 'RESU3.3', 'DES_res[3].Q[74,15,RESU3.3]') | 1
(74, 15, 'TP2', 'DES_res[3].Q[74,15,TP2]') | 1
(74, 16, 'RESU6.5', 'DES_res[3].Q[74,16,RESU6.5]') | 1
(74, 16, 'RESU3.3', 'DES_res[3].Q[74,16,RESU3.3]') | 1
(74, 16, 'TP2', 'DES_res[3].Q[74,16,TP2]') | 1
(74, 17, 'RESU6.5', 'DES_res[3].Q[74,17,RESU6.5]') | 1
(74, 17, 'RESU3.3', 'DES_res[3].Q[74,17,RESU3.3]') | 1
(74, 17, 'TP2', 'DES_res[3].Q[74,17,TP2]') | 1
(74, 18, 'RESU6.5', 'DES_res[3].Q[74,18,RESU6.5]') | 1
(74, 18, 'RESU3.3', 'DES_res[3].Q[74,18,RESU3.3]') | 1
(74, 18, 'TP2', 'DES_res[3].Q[74,18,TP2]') | 1
(74, 19, 'RESU6.5', 'DES_res[3].Q[74,19,RESU6.5]') | 1
(74, 19, 'RESU3.3', 'DES_res[3].Q[74,19,RESU3.3]') | 1
(74, 19, 'TP2', 'DES_res[3].Q[74,19,TP2]') | 1
(74, 20, 'RESU6.5', 'DES_res[3].Q[74,20,RESU6.5]') | 1
(74, 20, 'RESU3.3', 'DES_res[3].Q[74,20,RESU3.3]') | 1
(74, 20, 'TP2', 'DES_res[3].Q[74,20,TP2]') | 1
(74, 21, 'RESU6.5', 'DES_res[3].Q[74,21,RESU6.5]') | 1
(74, 21, 'RESU3.3', 'DES_res[3].Q[74,21,RESU3.3]') | 1
(74, 21, 'TP2', 'DES_res[3].Q[74,21,TP2]') | 1
(74, 22, 'RESU6.5', 'DES_res[3].Q[74,22,RESU6.5]') | 1
(74, 22, 'RESU3.3', 'DES_res[3].Q[74,22,RESU3.3]') | 1
(74, 22, 'TP2', 'DES_res[3].Q[74,22,TP2]') | 1
(74, 23, 'RESU6.5', 'DES_res[3].Q[74,23,RESU6.5]') | 1
(74, 23, 'RESU3.3', 'DES_res[3].Q[74,23,RESU3.3]') | 1
(74, 23, 'TP2', 'DES_res[3].Q[74,23,TP2]') | 1
(74, 24, 'RESU6.5', 'DES_res[3].Q[74,24,RESU6.5]') | 1
(74, 24, 'RESU3.3', 'DES_res[3].Q[74,24,RESU3.3]') | 1
(74, 24, 'TP2', 'DES_res[3].Q[74,24,TP2]') | 1
(83, 1, 'RESU6.5', 'DES_res[3].Q[83,1,RESU6.5]') | 1
(83, 1, 'RESU3.3', 'DES_res[3].Q[83,1,RESU3.3]') | 1
(83, 1, 'TP2', 'DES_res[3].Q[83,1,TP2]') | 1
(83, 2, 'RESU6.5', 'DES_res[3].Q[83,2,RESU6.5]') | 1
(83, 2, 'RESU3.3', 'DES_res[3].Q[83,2,RESU3.3]') | 1
(83, 2, 'TP2', 'DES_res[3].Q[83,2,TP2]') | 1
(83, 3, 'RESU6.5', 'DES_res[3].Q[83,3,RESU6.5]') | 1
(83, 3, 'RESU3.3', 'DES_res[3].Q[83,3,RESU3.3]') | 1
(83, 3, 'TP2', 'DES_res[3].Q[83,3,TP2]') | 1
(83, 4, 'RESU6.5', 'DES_res[3].Q[83,4,RESU6.5]') | 1
(83, 4, 'RESU3.3', 'DES_res[3].Q[83,4,RESU3.3]') | 1
(83, 4, 'TP2', 'DES_res[3].Q[83,4,TP2]') | 1
(83, 5, 'RESU6.5', 'DES_res[3].Q[83,5,RESU6.5]') | 1
(83, 5, 'RESU3.3', 'DES_res[3].Q[83,5,RESU3.3]') | 1
(83, 5, 'TP2', 'DES_res[3].Q[83,5,TP2]') | 1
(83, 6, 'RESU6.5', 'DES_res[3].Q[83,6,RESU6.5]') | 1
(83, 6, 'RESU3.3', 'DES_res[3].Q[83,6,RESU3.3]') | 1
(83, 6, 'TP2', 'DES_res[3].Q[83,6,TP2]') | 1
(83, 7, 'RESU6.5', 'DES_res[3].Q[83,7,RESU6.5]') | 1
(83, 7, 'RESU3.3', 'DES_res[3].Q[83,7,RESU3.3]') | 1
(83, 7, 'TP2', 'DES_res[3].Q[83,7,TP2]') | 1
(83, 8, 'RESU6.5', 'DES_res[3].Q[83,8,RESU6.5]') | 1
(83, 8, 'RESU3.3', 'DES_res[3].Q[83,8,RESU3.3]') | 1
(83, 8, 'TP2', 'DES_res[3].Q[83,8,TP2]') | 1
(83, 9, 'RESU6.5', 'DES_res[3].Q[83,9,RESU6.5]') | 1
(83, 9, 'RESU3.3', 'DES_res[3].Q[83,9,RESU3.3]') | 1
(83, 9, 'TP2', 'DES_res[3].Q[83,9,TP2]') | 1
(83, 10, 'RESU6.5', 'DES_res[3].Q[83,10,RESU6.5]') | 1
(83, 10, 'RESU3.3', 'DES_res[3].Q[83,10,RESU3.3]') | 1
(83, 10, 'TP2', 'DES_res[3].Q[83,10,TP2]') | 1
(83, 11, 'RESU6.5', 'DES_res[3].Q[83,11,RESU6.5]') | 1
(83, 11, 'RESU3.3', 'DES_res[3].Q[83,11,RESU3.3]') | 1
(83, 11, 'TP2', 'DES_res[3].Q[83,11,TP2]') | 1
(83, 12, 'RESU6.5', 'DES_res[3].Q[83,12,RESU6.5]') | 1
(83, 12, 'RESU3.3', 'DES_res[3].Q[83,12,RESU3.3]') | 1
(83, 12, 'TP2', 'DES_res[3].Q[83,12,TP2]') | 1
(83, 13, 'RESU6.5', 'DES_res[3].Q[83,13,RESU6.5]') | 1
(83, 13, 'RESU3.3', 'DES_res[3].Q[83,13,RESU3.3]') | 1
(83, 13, 'TP2', 'DES_res[3].Q[83,13,TP2]') | 1
(83, 14, 'RESU6.5', 'DES_res[3].Q[83,14,RESU6.5]') | 1
(83, 14, 'RESU3.3', 'DES_res[3].Q[83,14,RESU3.3]') | 1
(83, 14, 'TP2', 'DES_res[3].Q[83,14,TP2]') | 1
(83, 15, 'RESU6.5', 'DES_res[3].Q[83,15,RESU6.5]') | 1
(83, 15, 'RESU3.3', 'DES_res[3].Q[83,15,RESU3.3]') | 1
(83, 15, 'TP2', 'DES_res[3].Q[83,15,TP2]') | 1
(83, 16, 'RESU6.5', 'DES_res[3].Q[83,16,RESU6.5]') | 1
(83, 16, 'RESU3.3', 'DES_res[3].Q[83,16,RESU3.3]') | 1
(83, 16, 'TP2', 'DES_res[3].Q[83,16,TP2]') | 1
(83, 17, 'RESU6.5', 'DES_res[3].Q[83,17,RESU6.5]') | 1
(83, 17, 'RESU3.3', 'DES_res[3].Q[83,17,RESU3.3]') | 1
(83, 17, 'TP2', 'DES_res[3].Q[83,17,TP2]') | 1
(83, 18, 'RESU6.5', 'DES_res[3].Q[83,18,RESU6.5]') | 1
(83, 18, 'RESU3.3', 'DES_res[3].Q[83,18,RESU3.3]') | 1
(83, 18, 'TP2', 'DES_res[3].Q[83,18,TP2]') | 1
(83, 19, 'RESU6.5', 'DES_res[3].Q[83,19,RESU6.5]') | 1
(83, 19, 'RESU3.3', 'DES_res[3].Q[83,19,RESU3.3]') | 1
(83, 19, 'TP2', 'DES_res[3].Q[83,19,TP2]') | 1
(83, 20, 'RESU6.5', 'DES_res[3].Q[83,20,RESU6.5]') | 1
(83, 20, 'RESU3.3', 'DES_res[3].Q[83,20,RESU3.3]') | 1
(83, 20, 'TP2', 'DES_res[3].Q[83,20,TP2]') | 1
(83, 21, 'RESU6.5', 'DES_res[3].Q[83,21,RESU6.5]') | 1
(83, 21, 'RESU3.3', 'DES_res[3].Q[83,21,RESU3.3]') | 1
(83, 21, 'TP2', 'DES_res[3].Q[83,21,TP2]') | 1
(83, 22, 'RESU6.5', 'DES_res[3].Q[83,22,RESU6.5]') | 1
(83, 22, 'RESU3.3', 'DES_res[3].Q[83,22,RESU3.3]') | 1
(83, 22, 'TP2', 'DES_res[3].Q[83,22,TP2]') | 1
(83, 23, 'RESU6.5', 'DES_res[3].Q[83,23,RESU6.5]') | 1
(83, 23, 'RESU3.3', 'DES_res[3].Q[83,23,RESU3.3]') | 1
(83, 23, 'TP2', 'DES_res[3].Q[83,23,TP2]') | 1
(83, 24, 'RESU6.5', 'DES_res[3].Q[83,24,RESU6.5]') | 1
(83, 24, 'RESU3.3', 'DES_res[3].Q[83,24,RESU3.3]') | 1
(83, 24, 'TP2', 'DES_res[3].Q[83,24,TP2]') | 1
(178, 1, 'RESU6.5', 'DES_res[3].Q[178,1,RESU6.5]') | 1
(178, 1, 'RESU3.3', 'DES_res[3].Q[178,1,RESU3.3]') | 1
(178, 1, 'TP2', 'DES_res[3].Q[178,1,TP2]') | 1
(178, 2, 'RESU6.5', 'DES_res[3].Q[178,2,RESU6.5]') | 1
(178, 2, 'RESU3.3', 'DES_res[3].Q[178,2,RESU3.3]') | 1
(178, 2, 'TP2', 'DES_res[3].Q[178,2,TP2]') | 1
(178, 3, 'RESU6.5', 'DES_res[3].Q[178,3,RESU6.5]') | 1
(178, 3, 'RESU3.3', 'DES_res[3].Q[178,3,RESU3.3]') | 1
(178, 3, 'TP2', 'DES_res[3].Q[178,3,TP2]') | 1
(178, 4, 'RESU6.5', 'DES_res[3].Q[178,4,RESU6.5]') | 1
(178, 4, 'RESU3.3', 'DES_res[3].Q[178,4,RESU3.3]') | 1
(178, 4, 'TP2', 'DES_res[3].Q[178,4,TP2]') | 1
(178, 5, 'RESU6.5', 'DES_res[3].Q[178,5,RESU6.5]') | 1
(178, 5, 'RESU3.3', 'DES_res[3].Q[178,5,RESU3.3]') | 1
(178, 5, 'TP2', 'DES_res[3].Q[178,5,TP2]') | 1
(178, 6, 'RESU6.5', 'DES_res[3].Q[178,6,RESU6.5]') | 1
(178, 6, 'RESU3.3', 'DES_res[3].Q[178,6,RESU3.3]') | 1
(178, 6, 'TP2', 'DES_res[3].Q[178,6,TP2]') | 1
(178, 7, 'RESU6.5', 'DES_res[3].Q[178,7,RESU6.5]') | 1
(178, 7, 'RESU3.3', 'DES_res[3].Q[178,7,RESU3.3]') | 1
(178, 7, 'TP2', 'DES_res[3].Q[178,7,TP2]') | 1
(178, 8, 'RESU6.5', 'DES_res[3].Q[178,8,RESU6.5]') | 1
(178, 8, 'RESU3.3', 'DES_res[3].Q[178,8,RESU3.3]') | 1
(178, 8, 'TP2', 'DES_res[3].Q[178,8,TP2]') | 1
(178, 9, 'RESU6.5', 'DES_res[3].Q[178,9,RESU6.5]') | 1
(178, 9, 'RESU3.3', 'DES_res[3].Q[178,9,RESU3.3]') | 1
(178, 9, 'TP2', 'DES_res[3].Q[178,9,TP2]') | 1
(178, 10, 'RESU6.5', 'DES_res[3].Q[178,10,RESU6.5]') | 1
(178, 10, 'RESU3.3', 'DES_res[3].Q[178,10,RESU3.3]') | 1
(178, 10, 'TP2', 'DES_res[3].Q[178,10,TP2]') | 1
(178, 11, 'RESU6.5', 'DES_res[3].Q[178,11,RESU6.5]') | 1
(178, 11, 'RESU3.3', 'DES_res[3].Q[178,11,RESU3.3]') | 1
(178, 11, 'TP2', 'DES_res[3].Q[178,11,TP2]') | 1
(178, 12, 'RESU6.5', 'DES_res[3].Q[178,12,RESU6.5]') | 1
(178, 12, 'RESU3.3', 'DES_res[3].Q[178,12,RESU3.3]') | 1
(178, 12, 'TP2', 'DES_res[3].Q[178,12,TP2]') | 1
(178, 13, 'RESU6.5', 'DES_res[3].Q[178,13,RESU6.5]') | 1
(178, 13, 'RESU3.3', 'DES_res[3].Q[178,13,RESU3.3]') | 1
(178, 13, 'TP2', 'DES_res[3].Q[178,13,TP2]') | 1
(178, 14, 'RESU6.5', 'DES_res[3].Q[178,14,RESU6.5]') | 1
(178, 14, 'RESU3.3', 'DES_res[3].Q[178,14,RESU3.3]') | 1
(178, 14, 'TP2', 'DES_res[3].Q[178,14,TP2]') | 1
(178, 15, 'RESU6.5', 'DES_res[3].Q[178,15,RESU6.5]') | 1
(178, 15, 'RESU3.3', 'DES_res[3].Q[178,15,RESU3.3]') | 1
(178, 15, 'TP2', 'DES_res[3].Q[178,15,TP2]') | 1
(178, 16, 'RESU6.5', 'DES_res[3].Q[178,16,RESU6.5]') | 1
(178, 16, 'RESU3.3', 'DES_res[3].Q[178,16,RESU3.3]') | 1
(178, 16, 'TP2', 'DES_res[3].Q[178,16,TP2]') | 1
(178, 17, 'RESU6.5', 'DES_res[3].Q[178,17,RESU6.5]') | 1
(178, 17, 'RESU3.3', 'DES_res[3].Q[178,17,RESU3.3]') | 1
(178, 17, 'TP2', 'DES_res[3].Q[178,17,TP2]') | 1
(178, 18, 'RESU6.5', 'DES_res[3].Q[178,18,RESU6.5]') | 1
(178, 18, 'RESU3.3', 'DES_res[3].Q[178,18,RESU3.3]') | 1
(178, 18, 'TP2', 'DES_res[3].Q[178,18,TP2]') | 1
(178, 19, 'RESU6.5', 'DES_res[3].Q[178,19,RESU6.5]') | 1
(178, 19, 'RESU3.3', 'DES_res[3].Q[178,19,RESU3.3]') | 1
(178, 19, 'TP2', 'DES_res[3].Q[178,19,TP2]') | 1
(178, 20, 'RESU6.5', 'DES_res[3].Q[178,20,RESU6.5]') | 1
(178, 20, 'RESU3.3', 'DES_res[3].Q[178,20,RESU3.3]') | 1
(178, 20, 'TP2', 'DES_res[3].Q[178,20,TP2]') | 1
(178, 21, 'RESU6.5', 'DES_res[3].Q[178,21,RESU6.5]') | 1
(178, 21, 'RESU3.3', 'DES_res[3].Q[178,21,RESU3.3]') | 1
(178, 21, 'TP2', 'DES_res[3].Q[178,21,TP2]') | 1
(178, 22, 'RESU6.5', 'DES_res[3].Q[178,22,RESU6.5]') | 1
(178, 22, 'RESU3.3', 'DES_res[3].Q[178,22,RESU3.3]') | 1
(178, 22, 'TP2', 'DES_res[3].Q[178,22,TP2]') | 1
(178, 23, 'RESU6.5', 'DES_res[3].Q[178,23,RESU6.5]') | 1
(178, 23, 'RESU3.3', 'DES_res[3].Q[178,23,RESU3.3]') | 1
(178, 23, 'TP2', 'DES_res[3].Q[178,23,TP2]') | 1
(178, 24, 'RESU6.5', 'DES_res[3].Q[178,24,RESU6.5]') | 1
(178, 24, 'RESU3.3', 'DES_res[3].Q[178,24,RESU3.3]') | 1
(178, 24, 'TP2', 'DES_res[3].Q[178,24,TP2]') | 1
(208, 1, 'RESU6.5', 'DES_res[3].Q[208,1,RESU6.5]') | 1
(208, 1, 'RESU3.3', 'DES_res[3].Q[208,1,RESU3.3]') | 1
(208, 1, 'TP2', 'DES_res[3].Q[208,1,TP2]') | 1
(208, 2, 'RESU6.5', 'DES_res[3].Q[208,2,RESU6.5]') | 1
(208, 2, 'RESU3.3', 'DES_res[3].Q[208,2,RESU3.3]') | 1
(208, 2, 'TP2', 'DES_res[3].Q[208,2,TP2]') | 1
(208, 3, 'RESU6.5', 'DES_res[3].Q[208,3,RESU6.5]') | 1
(208, 3, 'RESU3.3', 'DES_res[3].Q[208,3,RESU3.3]') | 1
(208, 3, 'TP2', 'DES_res[3].Q[208,3,TP2]') | 1
(208, 4, 'RESU6.5', 'DES_res[3].Q[208,4,RESU6.5]') | 1
(208, 4, 'RESU3.3', 'DES_res[3].Q[208,4,RESU3.3]') | 1
(208, 4, 'TP2', 'DES_res[3].Q[208,4,TP2]') | 1
(208, 5, 'RESU6.5', 'DES_res[3].Q[208,5,RESU6.5]') | 1
(208, 5, 'RESU3.3', 'DES_res[3].Q[208,5,RESU3.3]') | 1
(208, 5, 'TP2', 'DES_res[3].Q[208,5,TP2]') | 1
(208, 6, 'RESU6.5', 'DES_res[3].Q[208,6,RESU6.5]') | 1
(208, 6, 'RESU3.3', 'DES_res[3].Q[208,6,RESU3.3]') | 1
(208, 6, 'TP2', 'DES_res[3].Q[208,6,TP2]') | 1
(208, 7, 'RESU6.5', 'DES_res[3].Q[208,7,RESU6.5]') | 1
(208, 7, 'RESU3.3', 'DES_res[3].Q[208,7,RESU3.3]') | 1
(208, 7, 'TP2', 'DES_res[3].Q[208,7,TP2]') | 1
(208, 8, 'RESU6.5', 'DES_res[3].Q[208,8,RESU6.5]') | 1
(208, 8, 'RESU3.3', 'DES_res[3].Q[208,8,RESU3.3]') | 1
(208, 8, 'TP2', 'DES_res[3].Q[208,8,TP2]') | 1
(208, 9, 'RESU6.5', 'DES_res[3].Q[208,9,RESU6.5]') | 1
(208, 9, 'RESU3.3', 'DES_res[3].Q[208,9,RESU3.3]') | 1
(208, 9, 'TP2', 'DES_res[3].Q[208,9,TP2]') | 1
(208, 10, 'RESU6.5', 'DES_res[3].Q[208,10,RESU6.5]') | 1
(208, 10, 'RESU3.3', 'DES_res[3].Q[208,10,RESU3.3]') | 1
(208, 10, 'TP2', 'DES_res[3].Q[208,10,TP2]') | 1
(208, 11, 'RESU6.5', 'DES_res[3].Q[208,11,RESU6.5]') | 1
(208, 11, 'RESU3.3', 'DES_res[3].Q[208,11,RESU3.3]') | 1
(208, 11, 'TP2', 'DES_res[3].Q[208,11,TP2]') | 1
(208, 12, 'RESU6.5', 'DES_res[3].Q[208,12,RESU6.5]') | 1
(208, 12, 'RESU3.3', 'DES_res[3].Q[208,12,RESU3.3]') | 1
(208, 12, 'TP2', 'DES_res[3].Q[208,12,TP2]') | 1
(208, 13, 'RESU6.5', 'DES_res[3].Q[208,13,RESU6.5]') | 1
(208, 13, 'RESU3.3', 'DES_res[3].Q[208,13,RESU3.3]') | 1
(208, 13, 'TP2', 'DES_res[3].Q[208,13,TP2]') | 1
(208, 14, 'RESU6.5', 'DES_res[3].Q[208,14,RESU6.5]') | 1
(208, 14, 'RESU3.3', 'DES_res[3].Q[208,14,RESU3.3]') | 1
(208, 14, 'TP2', 'DES_res[3].Q[208,14,TP2]') | 1
(208, 15, 'RESU6.5', 'DES_res[3].Q[208,15,RESU6.5]') | 1
(208, 15, 'RESU3.3', 'DES_res[3].Q[208,15,RESU3.3]') | 1
(208, 15, 'TP2', 'DES_res[3].Q[208,15,TP2]') | 1
(208, 16, 'RESU6.5', 'DES_res[3].Q[208,16,RESU6.5]') | 1
(208, 16, 'RESU3.3', 'DES_res[3].Q[208,16,RESU3.3]') | 1
(208, 16, 'TP2', 'DES_res[3].Q[208,16,TP2]') | 1
(208, 17, 'RESU6.5', 'DES_res[3].Q[208,17,RESU6.5]') | 1
(208, 17, 'RESU3.3', 'DES_res[3].Q[208,17,RESU3.3]') | 1
(208, 17, 'TP2', 'DES_res[3].Q[208,17,TP2]') | 1
(208, 18, 'RESU6.5', 'DES_res[3].Q[208,18,RESU6.5]') | 1
(208, 18, 'RESU3.3', 'DES_res[3].Q[208,18,RESU3.3]') | 1
(208, 18, 'TP2', 'DES_res[3].Q[208,18,TP2]') | 1
(208, 19, 'RESU6.5', 'DES_res[3].Q[208,19,RESU6.5]') | 1
(208, 19, 'RESU3.3', 'DES_res[3].Q[208,19,RESU3.3]') | 1
(208, 19, 'TP2', 'DES_res[3].Q[208,19,TP2]') | 1
(208, 20, 'RESU6.5', 'DES_res[3].Q[208,20,RESU6.5]') | 1
(208, 20, 'RESU3.3', 'DES_res[3].Q[208,20,RESU3.3]') | 1
(208, 20, 'TP2', 'DES_res[3].Q[208,20,TP2]') | 1
(208, 21, 'RESU6.5', 'DES_res[3].Q[208,21,RESU6.5]') | 1
(208, 21, 'RESU3.3', 'DES_res[3].Q[208,21,RESU3.3]') | 1
(208, 21, 'TP2', 'DES_res[3].Q[208,21,TP2]') | 1
(208, 22, 'RESU6.5', 'DES_res[3].Q[208,22,RESU6.5]') | 1
(208, 22, 'RESU3.3', 'DES_res[3].Q[208,22,RESU3.3]') | 1
(208, 22, 'TP2', 'DES_res[3].Q[208,22,TP2]') | 1
(208, 23, 'RESU6.5', 'DES_res[3].Q[208,23,RESU6.5]') | 1
(208, 23, 'RESU3.3', 'DES_res[3].Q[208,23,RESU3.3]') | 1
(208, 23, 'TP2', 'DES_res[3].Q[208,23,TP2]') | 1
(208, 24, 'RESU6.5', 'DES_res[3].Q[208,24,RESU6.5]') | 1
(208, 24, 'RESU3.3', 'DES_res[3].Q[208,24,RESU3.3]') | 1
(208, 24, 'TP2', 'DES_res[3].Q[208,24,TP2]') | 1
(225, 1, 'RESU6.5', 'DES_res[3].Q[225,1,RESU6.5]') | 1
(225, 1, 'RESU3.3', 'DES_res[3].Q[225,1,RESU3.3]') | 1
(225, 1, 'TP2', 'DES_res[3].Q[225,1,TP2]') | 1
(225, 2, 'RESU6.5', 'DES_res[3].Q[225,2,RESU6.5]') | 1
(225, 2, 'RESU3.3', 'DES_res[3].Q[225,2,RESU3.3]') | 1
(225, 2, 'TP2', 'DES_res[3].Q[225,2,TP2]') | 1
(225, 3, 'RESU6.5', 'DES_res[3].Q[225,3,RESU6.5]') | 1
(225, 3, 'RESU3.3', 'DES_res[3].Q[225,3,RESU3.3]') | 1
(225, 3, 'TP2', 'DES_res[3].Q[225,3,TP2]') | 1
(225, 4, 'RESU6.5', 'DES_res[3].Q[225,4,RESU6.5]') | 1
(225, 4, 'RESU3.3', 'DES_res[3].Q[225,4,RESU3.3]') | 1
(225, 4, 'TP2', 'DES_res[3].Q[225,4,TP2]') | 1
(225, 5, 'RESU6.5', 'DES_res[3].Q[225,5,RESU6.5]') | 1
(225, 5, 'RESU3.3', 'DES_res[3].Q[225,5,RESU3.3]') | 1
(225, 5, 'TP2', 'DES_res[3].Q[225,5,TP2]') | 1
(225, 6, 'RESU6.5', 'DES_res[3].Q[225,6,RESU6.5]') | 1
(225, 6, 'RESU3.3', 'DES_res[3].Q[225,6,RESU3.3]') | 1
(225, 6, 'TP2', 'DES_res[3].Q[225,6,TP2]') | 1
(225, 7, 'RESU6.5', 'DES_res[3].Q[225,7,RESU6.5]') | 1
(225, 7, 'RESU3.3', 'DES_res[3].Q[225,7,RESU3.3]') | 1
(225, 7, 'TP2', 'DES_res[3].Q[225,7,TP2]') | 1
(225, 8, 'RESU6.5', 'DES_res[3].Q[225,8,RESU6.5]') | 1
(225, 8, 'RESU3.3', 'DES_res[3].Q[225,8,RESU3.3]') | 1
(225, 8, 'TP2', 'DES_res[3].Q[225,8,TP2]') | 1
(225, 9, 'RESU6.5', 'DES_res[3].Q[225,9,RESU6.5]') | 1
(225, 9, 'RESU3.3', 'DES_res[3].Q[225,9,RESU3.3]') | 1
(225, 9, 'TP2', 'DES_res[3].Q[225,9,TP2]') | 1
(225, 10, 'RESU6.5', 'DES_res[3].Q[225,10,RESU6.5]') | 1
(225, 10, 'RESU3.3', 'DES_res[3].Q[225,10,RESU3.3]') | 1
(225, 10, 'TP2', 'DES_res[3].Q[225,10,TP2]') | 1
(225, 11, 'RESU6.5', 'DES_res[3].Q[225,11,RESU6.5]') | 1
(225, 11, 'RESU3.3', 'DES_res[3].Q[225,11,RESU3.3]') | 1
(225, 11, 'TP2', 'DES_res[3].Q[225,11,TP2]') | 1
(225, 12, 'RESU6.5', 'DES_res[3].Q[225,12,RESU6.5]') | 1
(225, 12, 'RESU3.3', 'DES_res[3].Q[225,12,RESU3.3]') | 1
(225, 12, 'TP2', 'DES_res[3].Q[225,12,TP2]') | 1
(225, 13, 'RESU6.5', 'DES_res[3].Q[225,13,RESU6.5]') | 1
(225, 13, 'RESU3.3', 'DES_res[3].Q[225,13,RESU3.3]') | 1
(225, 13, 'TP2', 'DES_res[3].Q[225,13,TP2]') | 1
(225, 14, 'RESU6.5', 'DES_res[3].Q[225,14,RESU6.5]') | 1
(225, 14, 'RESU3.3', 'DES_res[3].Q[225,14,RESU3.3]') | 1
(225, 14, 'TP2', 'DES_res[3].Q[225,14,TP2]') | 1
(225, 15, 'RESU6.5', 'DES_res[3].Q[225,15,RESU6.5]') | 1
(225, 15, 'RESU3.3', 'DES_res[3].Q[225,15,RESU3.3]') | 1
(225, 15, 'TP2', 'DES_res[3].Q[225,15,TP2]') | 1
(225, 16, 'RESU6.5', 'DES_res[3].Q[225,16,RESU6.5]') | 1
(225, 16, 'RESU3.3', 'DES_res[3].Q[225,16,RESU3.3]') | 1
(225, 16, 'TP2', 'DES_res[3].Q[225,16,TP2]') | 1
(225, 17, 'RESU6.5', 'DES_res[3].Q[225,17,RESU6.5]') | 1
(225, 17, 'RESU3.3', 'DES_res[3].Q[225,17,RESU3.3]') | 1
(225, 17, 'TP2', 'DES_res[3].Q[225,17,TP2]') | 1
(225, 18, 'RESU6.5', 'DES_res[3].Q[225,18,RESU6.5]') | 1
(225, 18, 'RESU3.3', 'DES_res[3].Q[225,18,RESU3.3]') | 1
(225, 18, 'TP2', 'DES_res[3].Q[225,18,TP2]') | 1
(225, 19, 'RESU6.5', 'DES_res[3].Q[225,19,RESU6.5]') | 1
(225, 19, 'RESU3.3', 'DES_res[3].Q[225,19,RESU3.3]') | 1
(225, 19, 'TP2', 'DES_res[3].Q[225,19,TP2]') | 1
(225, 20, 'RESU6.5', 'DES_res[3].Q[225,20,RESU6.5]') | 1
(225, 20, 'RESU3.3', 'DES_res[3].Q[225,20,RESU3.3]') | 1
(225, 20, 'TP2', 'DES_res[3].Q[225,20,TP2]') | 1
(225, 21, 'RESU6.5', 'DES_res[3].Q[225,21,RESU6.5]') | 1
(225, 21, 'RESU3.3', 'DES_res[3].Q[225,21,RESU3.3]') | 1
(225, 21, 'TP2', 'DES_res[3].Q[225,21,TP2]') | 1
(225, 22, 'RESU6.5', 'DES_res[3].Q[225,22,RESU6.5]') | 1
(225, 22, 'RESU3.3', 'DES_res[3].Q[225,22,RESU3.3]') | 1
(225, 22, 'TP2', 'DES_res[3].Q[225,22,TP2]') | 1
(225, 23, 'RESU6.5', 'DES_res[3].Q[225,23,RESU6.5]') | 1
(225, 23, 'RESU3.3', 'DES_res[3].Q[225,23,RESU3.3]') | 1
(225, 23, 'TP2', 'DES_res[3].Q[225,23,TP2]') | 1
(225, 24, 'RESU6.5', 'DES_res[3].Q[225,24,RESU6.5]') | 1
(225, 24, 'RESU3.3', 'DES_res[3].Q[225,24,RESU3.3]') | 1
(225, 24, 'TP2', 'DES_res[3].Q[225,24,TP2]') | 1
(248, 1, 'RESU6.5', 'DES_res[3].Q[248,1,RESU6.5]') | 1
(248, 1, 'RESU3.3', 'DES_res[3].Q[248,1,RESU3.3]') | 1
(248, 1, 'TP2', 'DES_res[3].Q[248,1,TP2]') | 1
(248, 2, 'RESU6.5', 'DES_res[3].Q[248,2,RESU6.5]') | 1
(248, 2, 'RESU3.3', 'DES_res[3].Q[248,2,RESU3.3]') | 1
(248, 2, 'TP2', 'DES_res[3].Q[248,2,TP2]') | 1
(248, 3, 'RESU6.5', 'DES_res[3].Q[248,3,RESU6.5]') | 1
(248, 3, 'RESU3.3', 'DES_res[3].Q[248,3,RESU3.3]') | 1
(248, 3, 'TP2', 'DES_res[3].Q[248,3,TP2]') | 1
(248, 4, 'RESU6.5', 'DES_res[3].Q[248,4,RESU6.5]') | 1
(248, 4, 'RESU3.3', 'DES_res[3].Q[248,4,RESU3.3]') | 1
(248, 4, 'TP2', 'DES_res[3].Q[248,4,TP2]') | 1
(248, 5, 'RESU6.5', 'DES_res[3].Q[248,5,RESU6.5]') | 1
(248, 5, 'RESU3.3', 'DES_res[3].Q[248,5,RESU3.3]') | 1
(248, 5, 'TP2', 'DES_res[3].Q[248,5,TP2]') | 1
(248, 6, 'RESU6.5', 'DES_res[3].Q[248,6,RESU6.5]') | 1
(248, 6, 'RESU3.3', 'DES_res[3].Q[248,6,RESU3.3]') | 1
(248, 6, 'TP2', 'DES_res[3].Q[248,6,TP2]') | 1
(248, 7, 'RESU6.5', 'DES_res[3].Q[248,7,RESU6.5]') | 1
(248, 7, 'RESU3.3', 'DES_res[3].Q[248,7,RESU3.3]') | 1
(248, 7, 'TP2', 'DES_res[3].Q[248,7,TP2]') | 1
(248, 8, 'RESU6.5', 'DES_res[3].Q[248,8,RESU6.5]') | 1
(248, 8, 'RESU3.3', 'DES_res[3].Q[248,8,RESU3.3]') | 1
(248, 8, 'TP2', 'DES_res[3].Q[248,8,TP2]') | 1
(248, 9, 'RESU6.5', 'DES_res[3].Q[248,9,RESU6.5]') | 1
(248, 9, 'RESU3.3', 'DES_res[3].Q[248,9,RESU3.3]') | 1
(248, 9, 'TP2', 'DES_res[3].Q[248,9,TP2]') | 1
(248, 10, 'RESU6.5', 'DES_res[3].Q[248,10,RESU6.5]') | 1
(248, 10, 'RESU3.3', 'DES_res[3].Q[248,10,RESU3.3]') | 1
(248, 10, 'TP2', 'DES_res[3].Q[248,10,TP2]') | 1
(248, 11, 'RESU6.5', 'DES_res[3].Q[248,11,RESU6.5]') | 1
(248, 11, 'RESU3.3', 'DES_res[3].Q[248,11,RESU3.3]') | 1
(248, 11, 'TP2', 'DES_res[3].Q[248,11,TP2]') | 1
(248, 12, 'RESU6.5', 'DES_res[3].Q[248,12,RESU6.5]') | 1
(248, 12, 'RESU3.3', 'DES_res[3].Q[248,12,RESU3.3]') | 1
(248, 12, 'TP2', 'DES_res[3].Q[248,12,TP2]') | 1
(248, 13, 'RESU6.5', 'DES_res[3].Q[248,13,RESU6.5]') | 1
(248, 13, 'RESU3.3', 'DES_res[3].Q[248,13,RESU3.3]') | 1
(248, 13, 'TP2', 'DES_res[3].Q[248,13,TP2]') | 1
(248, 14, 'RESU6.5', 'DES_res[3].Q[248,14,RESU6.5]') | 1
(248, 14, 'RESU3.3', 'DES_res[3].Q[248,14,RESU3.3]') | 1
(248, 14, 'TP2', 'DES_res[3].Q[248,14,TP2]') | 1
(248, 15, 'RESU6.5', 'DES_res[3].Q[248,15,RESU6.5]') | 1
(248, 15, 'RESU3.3', 'DES_res[3].Q[248,15,RESU3.3]') | 1
(248, 15, 'TP2', 'DES_res[3].Q[248,15,TP2]') | 1
(248, 16, 'RESU6.5', 'DES_res[3].Q[248,16,RESU6.5]') | 1
(248, 16, 'RESU3.3', 'DES_res[3].Q[248,16,RESU3.3]') | 1
(248, 16, 'TP2', 'DES_res[3].Q[248,16,TP2]') | 1
(248, 17, 'RESU6.5', 'DES_res[3].Q[248,17,RESU6.5]') | 1
(248, 17, 'RESU3.3', 'DES_res[3].Q[248,17,RESU3.3]') | 1
(248, 17, 'TP2', 'DES_res[3].Q[248,17,TP2]') | 1
(248, 18, 'RESU6.5', 'DES_res[3].Q[248,18,RESU6.5]') | 1
(248, 18, 'RESU3.3', 'DES_res[3].Q[248,18,RESU3.3]') | 1
(248, 18, 'TP2', 'DES_res[3].Q[248,18,TP2]') | 1
(248, 19, 'RESU6.5', 'DES_res[3].Q[248,19,RESU6.5]') | 1
(248, 19, 'RESU3.3', 'DES_res[3].Q[248,19,RESU3.3]') | 1
(248, 19, 'TP2', 'DES_res[3].Q[248,19,TP2]') | 1
(248, 20, 'RESU6.5', 'DES_res[3].Q[248,20,RESU6.5]') | 1
(248, 20, 'RESU3.3', 'DES_res[3].Q[248,20,RESU3.3]') | 1
(248, 20, 'TP2', 'DES_res[3].Q[248,20,TP2]') | 1
(248, 21, 'RESU6.5', 'DES_res[3].Q[248,21,RESU6.5]') | 1
(248, 21, 'RESU3.3', 'DES_res[3].Q[248,21,RESU3.3]') | 1
(248, 21, 'TP2', 'DES_res[3].Q[248,21,TP2]') | 1
(248, 22, 'RESU6.5', 'DES_res[3].Q[248,22,RESU6.5]') | 1
(248, 22, 'RESU3.3', 'DES_res[3].Q[248,22,RESU3.3]') | 1
(248, 22, 'TP2', 'DES_res[3].Q[248,22,TP2]') | 1
(248, 23, 'RESU6.5', 'DES_res[3].Q[248,23,RESU6.5]') | 1
(248, 23, 'RESU3.3', 'DES_res[3].Q[248,23,RESU3.3]') | 1
(248, 23, 'TP2', 'DES_res[3].Q[248,23,TP2]') | 1
(248, 24, 'RESU6.5', 'DES_res[3].Q[248,24,RESU6.5]') | 1
(248, 24, 'RESU3.3', 'DES_res[3].Q[248,24,RESU3.3]') | 1
(248, 24, 'TP2', 'DES_res[3].Q[248,24,TP2]') | 1
(249, 1, 'RESU6.5', 'DES_res[3].Q[249,1,RESU6.5]') | 1
(249, 1, 'RESU3.3', 'DES_res[3].Q[249,1,RESU3.3]') | 1
(249, 1, 'TP2', 'DES_res[3].Q[249,1,TP2]') | 1
(249, 2, 'RESU6.5', 'DES_res[3].Q[249,2,RESU6.5]') | 1
(249, 2, 'RESU3.3', 'DES_res[3].Q[249,2,RESU3.3]') | 1
(249, 2, 'TP2', 'DES_res[3].Q[249,2,TP2]') | 1
(249, 3, 'RESU6.5', 'DES_res[3].Q[249,3,RESU6.5]') | 1
(249, 3, 'RESU3.3', 'DES_res[3].Q[249,3,RESU3.3]') | 1
(249, 3, 'TP2', 'DES_res[3].Q[249,3,TP2]') | 1
(249, 4, 'RESU6.5', 'DES_res[3].Q[249,4,RESU6.5]') | 1
(249, 4, 'RESU3.3', 'DES_res[3].Q[249,4,RESU3.3]') | 1
(249, 4, 'TP2', 'DES_res[3].Q[249,4,TP2]') | 1
(249, 5, 'RESU6.5', 'DES_res[3].Q[249,5,RESU6.5]') | 1
(249, 5, 'RESU3.3', 'DES_res[3].Q[249,5,RESU3.3]') | 1
(249, 5, 'TP2', 'DES_res[3].Q[249,5,TP2]') | 1
(249, 6, 'RESU6.5', 'DES_res[3].Q[249,6,RESU6.5]') | 1
(249, 6, 'RESU3.3', 'DES_res[3].Q[249,6,RESU3.3]') | 1
(249, 6, 'TP2', 'DES_res[3].Q[249,6,TP2]') | 1
(249, 7, 'RESU6.5', 'DES_res[3].Q[249,7,RESU6.5]') | 1
(249, 7, 'RESU3.3', 'DES_res[3].Q[249,7,RESU3.3]') | 1
(249, 7, 'TP2', 'DES_res[3].Q[249,7,TP2]') | 1
(249, 8, 'RESU6.5', 'DES_res[3].Q[249,8,RESU6.5]') | 1
(249, 8, 'RESU3.3', 'DES_res[3].Q[249,8,RESU3.3]') | 1
(249, 8, 'TP2', 'DES_res[3].Q[249,8,TP2]') | 1
(249, 9, 'RESU6.5', 'DES_res[3].Q[249,9,RESU6.5]') | 1
(249, 9, 'RESU3.3', 'DES_res[3].Q[249,9,RESU3.3]') | 1
(249, 9, 'TP2', 'DES_res[3].Q[249,9,TP2]') | 1
(249, 10, 'RESU6.5', 'DES_res[3].Q[249,10,RESU6.5]') | 1
(249, 10, 'RESU3.3', 'DES_res[3].Q[249,10,RESU3.3]') | 1
(249, 10, 'TP2', 'DES_res[3].Q[249,10,TP2]') | 1
(249, 11, 'RESU6.5', 'DES_res[3].Q[249,11,RESU6.5]') | 1
(249, 11, 'RESU3.3', 'DES_res[3].Q[249,11,RESU3.3]') | 1
(249, 11, 'TP2', 'DES_res[3].Q[249,11,TP2]') | 1
(249, 12, 'RESU6.5', 'DES_res[3].Q[249,12,RESU6.5]') | 1
(249, 12, 'RESU3.3', 'DES_res[3].Q[249,12,RESU3.3]') | 1
(249, 12, 'TP2', 'DES_res[3].Q[249,12,TP2]') | 1
(249, 13, 'RESU6.5', 'DES_res[3].Q[249,13,RESU6.5]') | 1
(249, 13, 'RESU3.3', 'DES_res[3].Q[249,13,RESU3.3]') | 1
(249, 13, 'TP2', 'DES_res[3].Q[249,13,TP2]') | 1
(249, 14, 'RESU6.5', 'DES_res[3].Q[249,14,RESU6.5]') | 1
(249, 14, 'RESU3.3', 'DES_res[3].Q[249,14,RESU3.3]') | 1
(249, 14, 'TP2', 'DES_res[3].Q[249,14,TP2]') | 1
(249, 15, 'RESU6.5', 'DES_res[3].Q[249,15,RESU6.5]') | 1
(249, 15, 'RESU3.3', 'DES_res[3].Q[249,15,RESU3.3]') | 1
(249, 15, 'TP2', 'DES_res[3].Q[249,15,TP2]') | 1
(249, 16, 'RESU6.5', 'DES_res[3].Q[249,16,RESU6.5]') | 1
(249, 16, 'RESU3.3', 'DES_res[3].Q[249,16,RESU3.3]') | 1
(249, 16, 'TP2', 'DES_res[3].Q[249,16,TP2]') | 1
(249, 17, 'RESU6.5', 'DES_res[3].Q[249,17,RESU6.5]') | 1
(249, 17, 'RESU3.3', 'DES_res[3].Q[249,17,RESU3.3]') | 1
(249, 17, 'TP2', 'DES_res[3].Q[249,17,TP2]') | 1
(249, 18, 'RESU6.5', 'DES_res[3].Q[249,18,RESU6.5]') | 1
(249, 18, 'RESU3.3', 'DES_res[3].Q[249,18,RESU3.3]') | 1
(249, 18, 'TP2', 'DES_res[3].Q[249,18,TP2]') | 1
(249, 19, 'RESU6.5', 'DES_res[3].Q[249,19,RESU6.5]') | 1
(249, 19, 'RESU3.3', 'DES_res[3].Q[249,19,RESU3.3]') | 1
(249, 19, 'TP2', 'DES_res[3].Q[249,19,TP2]') | 1
(249, 20, 'RESU6.5', 'DES_res[3].Q[249,20,RESU6.5]') | 1
(249, 20, 'RESU3.3', 'DES_res[3].Q[249,20,RESU3.3]') | 1
(249, 20, 'TP2', 'DES_res[3].Q[249,20,TP2]') | 1
(249, 21, 'RESU6.5', 'DES_res[3].Q[249,21,RESU6.5]') | 1
(249, 21, 'RESU3.3', 'DES_res[3].Q[249,21,RESU3.3]') | 1
(249, 21, 'TP2', 'DES_res[3].Q[249,21,TP2]') | 1
(249, 22, 'RESU6.5', 'DES_res[3].Q[249,22,RESU6.5]') | 1
(249, 22, 'RESU3.3', 'DES_res[3].Q[249,22,RESU3.3]') | 1
(249, 22, 'TP2', 'DES_res[3].Q[249,22,TP2]') | 1
(249, 23, 'RESU6.5', 'DES_res[3].Q[249,23,RESU6.5]') | 1
(249, 23, 'RESU3.3', 'DES_res[3].Q[249,23,RESU3.3]') | 1
(249, 23, 'TP2', 'DES_res[3].Q[249,23,TP2]') | 1
(249, 24, 'RESU6.5', 'DES_res[3].Q[249,24,RESU6.5]') | 1
(249, 24, 'RESU3.3', 'DES_res[3].Q[249,24,RESU3.3]') | 1
(249, 24, 'TP2', 'DES_res[3].Q[249,24,TP2]') | 1
(264, 1, 'RESU6.5', 'DES_res[3].Q[264,1,RESU6.5]') | 1
(264, 1, 'RESU3.3', 'DES_res[3].Q[264,1,RESU3.3]') | 1
(264, 1, 'TP2', 'DES_res[3].Q[264,1,TP2]') | 1
(264, 2, 'RESU6.5', 'DES_res[3].Q[264,2,RESU6.5]') | 1
(264, 2, 'RESU3.3', 'DES_res[3].Q[264,2,RESU3.3]') | 1
(264, 2, 'TP2', 'DES_res[3].Q[264,2,TP2]') | 1
(264, 3, 'RESU6.5', 'DES_res[3].Q[264,3,RESU6.5]') | 1
(264, 3, 'RESU3.3', 'DES_res[3].Q[264,3,RESU3.3]') | 1
(264, 3, 'TP2', 'DES_res[3].Q[264,3,TP2]') | 1
(264, 4, 'RESU6.5', 'DES_res[3].Q[264,4,RESU6.5]') | 1
(264, 4, 'RESU3.3', 'DES_res[3].Q[264,4,RESU3.3]') | 1
(264, 4, 'TP2', 'DES_res[3].Q[264,4,TP2]') | 1
(264, 5, 'RESU6.5', 'DES_res[3].Q[264,5,RESU6.5]') | 1
(264, 5, 'RESU3.3', 'DES_res[3].Q[264,5,RESU3.3]') | 1
(264, 5, 'TP2', 'DES_res[3].Q[264,5,TP2]') | 1
(264, 6, 'RESU6.5', 'DES_res[3].Q[264,6,RESU6.5]') | 1
(264, 6, 'RESU3.3', 'DES_res[3].Q[264,6,RESU3.3]') | 1
(264, 6, 'TP2', 'DES_res[3].Q[264,6,TP2]') | 1
(264, 7, 'RESU6.5', 'DES_res[3].Q[264,7,RESU6.5]') | 1
(264, 7, 'RESU3.3', 'DES_res[3].Q[264,7,RESU3.3]') | 1
(264, 7, 'TP2', 'DES_res[3].Q[264,7,TP2]') | 1
(264, 8, 'RESU6.5', 'DES_res[3].Q[264,8,RESU6.5]') | 1
(264, 8, 'RESU3.3', 'DES_res[3].Q[264,8,RESU3.3]') | 1
(264, 8, 'TP2', 'DES_res[3].Q[264,8,TP2]') | 1
(264, 9, 'RESU6.5', 'DES_res[3].Q[264,9,RESU6.5]') | 1
(264, 9, 'RESU3.3', 'DES_res[3].Q[264,9,RESU3.3]') | 1
(264, 9, 'TP2', 'DES_res[3].Q[264,9,TP2]') | 1
(264, 10, 'RESU6.5', 'DES_res[3].Q[264,10,RESU6.5]') | 1
(264, 10, 'RESU3.3', 'DES_res[3].Q[264,10,RESU3.3]') | 1
(264, 10, 'TP2', 'DES_res[3].Q[264,10,TP2]') | 1
(264, 11, 'RESU6.5', 'DES_res[3].Q[264,11,RESU6.5]') | 1
(264, 11, 'RESU3.3', 'DES_res[3].Q[264,11,RESU3.3]') | 1
(264, 11, 'TP2', 'DES_res[3].Q[264,11,TP2]') | 1
(264, 12, 'RESU6.5', 'DES_res[3].Q[264,12,RESU6.5]') | 1
(264, 12, 'RESU3.3', 'DES_res[3].Q[264,12,RESU3.3]') | 1
(264, 12, 'TP2', 'DES_res[3].Q[264,12,TP2]') | 1
(264, 13, 'RESU6.5', 'DES_res[3].Q[264,13,RESU6.5]') | 1
(264, 13, 'RESU3.3', 'DES_res[3].Q[264,13,RESU3.3]') | 1
(264, 13, 'TP2', 'DES_res[3].Q[264,13,TP2]') | 1
(264, 14, 'RESU6.5', 'DES_res[3].Q[264,14,RESU6.5]') | 1
(264, 14, 'RESU3.3', 'DES_res[3].Q[264,14,RESU3.3]') | 1
(264, 14, 'TP2', 'DES_res[3].Q[264,14,TP2]') | 1
(264, 15, 'RESU6.5', 'DES_res[3].Q[264,15,RESU6.5]') | 1
(264, 15, 'RESU3.3', 'DES_res[3].Q[264,15,RESU3.3]') | 1
(264, 15, 'TP2', 'DES_res[3].Q[264,15,TP2]') | 1
(264, 16, 'RESU6.5', 'DES_res[3].Q[264,16,RESU6.5]') | 1
(264, 16, 'RESU3.3', 'DES_res[3].Q[264,16,RESU3.3]') | 1
(264, 16, 'TP2', 'DES_res[3].Q[264,16,TP2]') | 1
(264, 17, 'RESU6.5', 'DES_res[3].Q[264,17,RESU6.5]') | 1
(264, 17, 'RESU3.3', 'DES_res[3].Q[264,17,RESU3.3]') | 1
(264, 17, 'TP2', 'DES_res[3].Q[264,17,TP2]') | 1
(264, 18, 'RESU6.5', 'DES_res[3].Q[264,18,RESU6.5]') | 1
(264, 18, 'RESU3.3', 'DES_res[3].Q[264,18,RESU3.3]') | 1
(264, 18, 'TP2', 'DES_res[3].Q[264,18,TP2]') | 1
(264, 19, 'RESU6.5', 'DES_res[3].Q[264,19,RESU6.5]') | 1
(264, 19, 'RESU3.3', 'DES_res[3].Q[264,19,RESU3.3]') | 1
(264, 19, 'TP2', 'DES_res[3].Q[264,19,TP2]') | 1
(264, 20, 'RESU6.5', 'DES_res[3].Q[264,20,RESU6.5]') | 1
(264, 20, 'RESU3.3', 'DES_res[3].Q[264,20,RESU3.3]') | 1
(264, 20, 'TP2', 'DES_res[3].Q[264,20,TP2]') | 1
(264, 21, 'RESU6.5', 'DES_res[3].Q[264,21,RESU6.5]') | 1
(264, 21, 'RESU3.3', 'DES_res[3].Q[264,21,RESU3.3]') | 1
(264, 21, 'TP2', 'DES_res[3].Q[264,21,TP2]') | 1
(264, 22, 'RESU6.5', 'DES_res[3].Q[264,22,RESU6.5]') | 1
(264, 22, 'RESU3.3', 'DES_res[3].Q[264,22,RESU3.3]') | 1
(264, 22, 'TP2', 'DES_res[3].Q[264,22,TP2]') | 1
(264, 23, 'RESU6.5', 'DES_res[3].Q[264,23,RESU6.5]') | 1
(264, 23, 'RESU3.3', 'DES_res[3].Q[264,23,RESU3.3]') | 1
(264, 23, 'TP2', 'DES_res[3].Q[264,23,TP2]') | 1
(264, 24, 'RESU6.5', 'DES_res[3].Q[264,24,RESU6.5]') | 1
(264, 24, 'RESU3.3', 'DES_res[3].Q[264,24,RESU3.3]') | 1
(264, 24, 'TP2', 'DES_res[3].Q[264,24,TP2]') | 1

## X
variable value
(34, 1, 'DES_res[3].X[34,1]') | 0
(34, 2, 'DES_res[3].X[34,2]') | 0
(34, 3, 'DES_res[3].X[34,3]') | 0
(34, 4, 'DES_res[3].X[34,4]') | 0
(34, 5, 'DES_res[3].X[34,5]') | 0
(34, 6, 'DES_res[3].X[34,6]') | 1
(34, 7, 'DES_res[3].X[34,7]') | 1
(34, 8, 'DES_res[3].X[34,8]') | 1
(34, 9, 'DES_res[3].X[34,9]') | 1
(34, 10, 'DES_res[3].X[34,10]') | 1
(34, 11, 'DES_res[3].X[34,11]') | 1
(34, 12, 'DES_res[3].X[34,12]') | 1
(34, 13, 'DES_res[3].X[34,13]') | 1
(34, 14, 'DES_res[3].X[34,14]') | 1
(34, 15, 'DES_res[3].X[34,15]') | 1
(34, 16, 'DES_res[3].X[34,16]') | 1
(34, 17, 'DES_res[3].X[34,17]') | 1
(34, 18, 'DES_res[3].X[34,18]') | 1
(34, 19, 'DES_res[3].X[34,19]') | 1
(34, 20, 'DES_res[3].X[34,20]') | 1
(34, 21, 'DES_res[3].X[34,21]') | 0
(34, 22, 'DES_res[3].X[34,22]') | 0
(34, 23, 'DES_res[3].X[34,23]') | 0
(34, 24, 'DES_res[3].X[34,24]') | 0
(47, 1, 'DES_res[3].X[47,1]') | 0
(47, 2, 'DES_res[3].X[47,2]') | 0
(47, 3, 'DES_res[3].X[47,3]') | 0
(47, 4, 'DES_res[3].X[47,4]') | 0
(47, 5, 'DES_res[3].X[47,5]') | 0
(47, 6, 'DES_res[3].X[47,6]') | 0
(47, 7, 'DES_res[3].X[47,7]') | 1
(47, 8, 'DES_res[3].X[47,8]') | 1
(47, 9, 'DES_res[3].X[47,9]') | 1
(47, 10, 'DES_res[3].X[47,10]') | 1
(47, 11, 'DES_res[3].X[47,11]') | 1
(47, 12, 'DES_res[3].X[47,12]') | 1
(47, 13, 'DES_res[3].X[47,13]') | 1
(47, 14, 'DES_res[3].X[47,14]') | 1
(47, 15, 'DES_res[3].X[47,15]') | 1
(47, 16, 'DES_res[3].X[47,16]') | 1
(47, 17, 'DES_res[3].X[47,17]') | 1
(47, 18, 'DES_res[3].X[47,18]') | 1
(47, 19, 'DES_res[3].X[47,19]') | 1
(47, 20, 'DES_res[3].X[47,20]') | 1
(47, 21, 'DES_res[3].X[47,21]') | 0
(47, 22, 'DES_res[3].X[47,22]') | 0
(47, 23, 'DES_res[3].X[47,23]') | 0
(47, 24, 'DES_res[3].X[47,24]') | 0
(70, 1, 'DES_res[3].X[70,1]') | 0
(70, 2, 'DES_res[3].X[70,2]') | 0
(70, 3, 'DES_res[3].X[70,3]') | 0
(70, 4, 'DES_res[3].X[70,4]') | 0
(70, 5, 'DES_res[3].X[70,5]') | 0
(70, 6, 'DES_res[3].X[70,6]') | 1
(70, 7, 'DES_res[3].X[70,7]') | 1
(70, 8, 'DES_res[3].X[70,8]') | 1
(70, 9, 'DES_res[3].X[70,9]') | 1
(70, 10, 'DES_res[3].X[70,10]') | 1
(70, 11, 'DES_res[3].X[70,11]') | 1
(70, 12, 'DES_res[3].X[70,12]') | 1
(70, 13, 'DES_res[3].X[70,13]') | 1
(70, 14, 'DES_res[3].X[70,14]') | 1
(70, 15, 'DES_res[3].X[70,15]') | 1
(70, 16, 'DES_res[3].X[70,16]') | 1
(70, 17, 'DES_res[3].X[70,17]') | 1
(70, 18, 'DES_res[3].X[70,18]') | 1
(70, 19, 'DES_res[3].X[70,19]') | 1
(70, 20, 'DES_res[3].X[70,20]') | 1
(70, 21, 'DES_res[3].X[70,21]') | 0
(70, 22, 'DES_res[3].X[70,22]') | 0
(70, 23, 'DES_res[3].X[70,23]') | 0
(70, 24, 'DES_res[3].X[70,24]') | 0
(73, 1, 'DES_res[3].X[73,1]') | 0
(73, 2, 'DES_res[3].X[73,2]') | 0
(73, 3, 'DES_res[3].X[73,3]') | 0
(73, 4, 'DES_res[3].X[73,4]') | 0
(73, 5, 'DES_res[3].X[73,5]') | 0
(73, 6, 'DES_res[3].X[73,6]') | 0
(73, 7, 'DES_res[3].X[73,7]') | 1
(73, 8, 'DES_res[3].X[73,8]') | 1
(73, 9, 'DES_res[3].X[73,9]') | 1
(73, 10, 'DES_res[3].X[73,10]') | 1
(73, 11, 'DES_res[3].X[73,11]') | 1
(73, 12, 'DES_res[3].X[73,12]') | 1
(73, 13, 'DES_res[3].X[73,13]') | 1
(73, 14, 'DES_res[3].X[73,14]') | 1
(73, 15, 'DES_res[3].X[73,15]') | 1
(73, 16, 'DES_res[3].X[73,16]') | 1
(73, 17, 'DES_res[3].X[73,17]') | 1
(73, 18, 'DES_res[3].X[73,18]') | 1
(73, 19, 'DES_res[3].X[73,19]') | 1
(73, 20, 'DES_res[3].X[73,20]') | 1
(73, 21, 'DES_res[3].X[73,21]') | 1
(73, 22, 'DES_res[3].X[73,22]') | 0
(73, 23, 'DES_res[3].X[73,23]') | 0
(73, 24, 'DES_res[3].X[73,24]') | 0
(74, 1, 'DES_res[3].X[74,1]') | 0
(74, 2, 'DES_res[3].X[74,2]') | 0
(74, 3, 'DES_res[3].X[74,3]') | 0
(74, 4, 'DES_res[3].X[74,4]') | 0
(74, 5, 'DES_res[3].X[74,5]') | 0
(74, 6, 'DES_res[3].X[74,6]') | 1
(74, 7, 'DES_res[3].X[74,7]') | 1
(74, 8, 'DES_res[3].X[74,8]') | 1
(74, 9, 'DES_res[3].X[74,9]') | 1
(74, 10, 'DES_res[3].X[74,10]') | 1
(74, 11, 'DES_res[3].X[74,11]') | 1
(74, 12, 'DES_res[3].X[74,12]') | 1
(74, 13, 'DES_res[3].X[74,13]') | 1
(74, 14, 'DES_res[3].X[74,14]') | 1
(74, 15, 'DES_res[3].X[74,15]') | 1
(74, 16, 'DES_res[3].X[74,16]') | 1
(74, 17, 'DES_res[3].X[74,17]') | 1
(74, 18, 'DES_res[3].X[74,18]') | 1
(74, 19, 'DES_res[3].X[74,19]') | 1
(74, 20, 'DES_res[3].X[74,20]') | 1
(74, 21, 'DES_res[3].X[74,21]') | 0
(74, 22, 'DES_res[3].X[74,22]') | 0
(74, 23, 'DES_res[3].X[74,23]') | 0
(74, 24, 'DES_res[3].X[74,24]') | 0
(83, 1, 'DES_res[3].X[83,1]') | 0
(83, 2, 'DES_res[3].X[83,2]') | 0
(83, 3, 'DES_res[3].X[83,3]') | 0
(83, 4, 'DES_res[3].X[83,4]') | 0
(83, 5, 'DES_res[3].X[83,5]') | 0
(83, 6, 'DES_res[3].X[83,6]') | 1
(83, 7, 'DES_res[3].X[83,7]') | 1
(83, 8, 'DES_res[3].X[83,8]') | 1
(83, 9, 'DES_res[3].X[83,9]') | 1
(83, 10, 'DES_res[3].X[83,10]') | 1
(83, 11, 'DES_res[3].X[83,11]') | 1
(83, 12, 'DES_res[3].X[83,12]') | 1
(83, 13, 'DES_res[3].X[83,13]') | 1
(83, 14, 'DES_res[3].X[83,14]') | 1
(83, 15, 'DES_res[3].X[83,15]') | 1
(83, 16, 'DES_res[3].X[83,16]') | 1
(83, 17, 'DES_res[3].X[83,17]') | 1
(83, 18, 'DES_res[3].X[83,18]') | 1
(83, 19, 'DES_res[3].X[83,19]') | 1
(83, 20, 'DES_res[3].X[83,20]') | 1
(83, 21, 'DES_res[3].X[83,21]') | 1
(83, 22, 'DES_res[3].X[83,22]') | 0
(83, 23, 'DES_res[3].X[83,23]') | 0
(83, 24, 'DES_res[3].X[83,24]') | 0
(178, 1, 'DES_res[3].X[178,1]') | 0
(178, 2, 'DES_res[3].X[178,2]') | 0
(178, 3, 'DES_res[3].X[178,3]') | 0
(178, 4, 'DES_res[3].X[178,4]') | 0
(178, 5, 'DES_res[3].X[178,5]') | 0
(178, 6, 'DES_res[3].X[178,6]') | 1
(178, 7, 'DES_res[3].X[178,7]') | 1
(178, 8, 'DES_res[3].X[178,8]') | 1
(178, 9, 'DES_res[3].X[178,9]') | 1
(178, 10, 'DES_res[3].X[178,10]') | 1
(178, 11, 'DES_res[3].X[178,11]') | 1
(178, 12, 'DES_res[3].X[178,12]') | 1
(178, 13, 'DES_res[3].X[178,13]') | 1
(178, 14, 'DES_res[3].X[178,14]') | 1
(178, 15, 'DES_res[3].X[178,15]') | 1
(178, 16, 'DES_res[3].X[178,16]') | 1
(178, 17, 'DES_res[3].X[178,17]') | 1
(178, 18, 'DES_res[3].X[178,18]') | 1
(178, 19, 'DES_res[3].X[178,19]') | 1
(178, 20, 'DES_res[3].X[178,20]') | 1
(178, 21, 'DES_res[3].X[178,21]') | 0
(178, 22, 'DES_res[3].X[178,22]') | 0
(178, 23, 'DES_res[3].X[178,23]') | 0
(178, 24, 'DES_res[3].X[178,24]') | 0
(208, 1, 'DES_res[3].X[208,1]') | 0
(208, 2, 'DES_res[3].X[208,2]') | 0
(208, 3, 'DES_res[3].X[208,3]') | 0
(208, 4, 'DES_res[3].X[208,4]') | 0
(208, 5, 'DES_res[3].X[208,5]') | 0
(208, 6, 'DES_res[3].X[208,6]') | 0
(208, 7, 'DES_res[3].X[208,7]') | 0
(208, 8, 'DES_res[3].X[208,8]') | 1
(208, 9, 'DES_res[3].X[208,9]') | 1
(208, 10, 'DES_res[3].X[208,10]') | 1
(208, 11, 'DES_res[3].X[208,11]') | 1
(208, 12, 'DES_res[3].X[208,12]') | 1
(208, 13, 'DES_res[3].X[208,13]') | 1
(208, 14, 'DES_res[3].X[208,14]') | 1
(208, 15, 'DES_res[3].X[208,15]') | 1
(208, 16, 'DES_res[3].X[208,16]') | 1
(208, 17, 'DES_res[3].X[208,17]') | 1
(208, 18, 'DES_res[3].X[208,18]') | 1
(208, 19, 'DES_res[3].X[208,19]') | 1
(208, 20, 'DES_res[3].X[208,20]') | 1
(208, 21, 'DES_res[3].X[208,21]') | 0
(208, 22, 'DES_res[3].X[208,22]') | 0
(208, 23, 'DES_res[3].X[208,23]') | 0
(208, 24, 'DES_res[3].X[208,24]') | 0
(225, 1, 'DES_res[3].X[225,1]') | 0
(225, 2, 'DES_res[3].X[225,2]') | 0
(225, 3, 'DES_res[3].X[225,3]') | 0
(225, 4, 'DES_res[3].X[225,4]') | 0
(225, 5, 'DES_res[3].X[225,5]') | 0
(225, 6, 'DES_res[3].X[225,6]') | 0
(225, 7, 'DES_res[3].X[225,7]') | 1
(225, 8, 'DES_res[3].X[225,8]') | 1
(225, 9, 'DES_res[3].X[225,9]') | 1
(225, 10, 'DES_res[3].X[225,10]') | 1
(225, 11, 'DES_res[3].X[225,11]') | 1
(225, 12, 'DES_res[3].X[225,12]') | 1
(225, 13, 'DES_res[3].X[225,13]') | 1
(225, 14, 'DES_res[3].X[225,14]') | 1
(225, 15, 'DES_res[3].X[225,15]') | 1
(225, 16, 'DES_res[3].X[225,16]') | 1
(225, 17, 'DES_res[3].X[225,17]') | 1
(225, 18, 'DES_res[3].X[225,18]') | 1
(225, 19, 'DES_res[3].X[225,19]') | 1
(225, 20, 'DES_res[3].X[225,20]') | 1
(225, 21, 'DES_res[3].X[225,21]') | 0
(225, 22, 'DES_res[3].X[225,22]') | 0
(225, 23, 'DES_res[3].X[225,23]') | 0
(225, 24, 'DES_res[3].X[225,24]') | 0
(248, 1, 'DES_res[3].X[248,1]') | 0
(248, 2, 'DES_res[3].X[248,2]') | 0
(248, 3, 'DES_res[3].X[248,3]') | 0
(248, 4, 'DES_res[3].X[248,4]') | 0
(248, 5, 'DES_res[3].X[248,5]') | 0
(248, 6, 'DES_res[3].X[248,6]') | 1
(248, 7, 'DES_res[3].X[248,7]') | 1
(248, 8, 'DES_res[3].X[248,8]') | 1
(248, 9, 'DES_res[3].X[248,9]') | 1
(248, 10, 'DES_res[3].X[248,10]') | 1
(248, 11, 'DES_res[3].X[248,11]') | 1
(248, 12, 'DES_res[3].X[248,12]') | 1
(248, 13, 'DES_res[3].X[248,13]') | 1
(248, 14, 'DES_res[3].X[248,14]') | 1
(248, 15, 'DES_res[3].X[248,15]') | 1
(248, 16, 'DES_res[3].X[248,16]') | 1
(248, 17, 'DES_res[3].X[248,17]') | 1
(248, 18, 'DES_res[3].X[248,18]') | 1
(248, 19, 'DES_res[3].X[248,19]') | 1
(248, 20, 'DES_res[3].X[248,20]') | 1
(248, 21, 'DES_res[3].X[248,21]') | 0
(248, 22, 'DES_res[3].X[248,22]') | 0
(248, 23, 'DES_res[3].X[248,23]') | 0
(248, 24, 'DES_res[3].X[248,24]') | 0
(249, 1, 'DES_res[3].X[249,1]') | 0
(249, 2, 'DES_res[3].X[249,2]') | 0
(249, 3, 'DES_res[3].X[249,3]') | 0
(249, 4, 'DES_res[3].X[249,4]') | 0
(249, 5, 'DES_res[3].X[249,5]') | 0
(249, 6, 'DES_res[3].X[249,6]') | 1
(249, 7, 'DES_res[3].X[249,7]') | 1
(249, 8, 'DES_res[3].X[249,8]') | 1
(249, 9, 'DES_res[3].X[249,9]') | 1
(249, 10, 'DES_res[3].X[249,10]') | 1
(249, 11, 'DES_res[3].X[249,11]') | 1
(249, 12, 'DES_res[3].X[249,12]') | 1
(249, 13, 'DES_res[3].X[249,13]') | 1
(249, 14, 'DES_res[3].X[249,14]') | 1
(249, 15, 'DES_res[3].X[249,15]') | 1
(249, 16, 'DES_res[3].X[249,16]') | 1
(249, 17, 'DES_res[3].X[249,17]') | 1
(249, 18, 'DES_res[3].X[249,18]') | 1
(249, 19, 'DES_res[3].X[249,19]') | 1
(249, 20, 'DES_res[3].X[249,20]') | 1
(249, 21, 'DES_res[3].X[249,21]') | 0
(249, 22, 'DES_res[3].X[249,22]') | 0
(249, 23, 'DES_res[3].X[249,23]') | 0
(249, 24, 'DES_res[3].X[249,24]') | 0
(264, 1, 'DES_res[3].X[264,1]') | 0
(264, 2, 'DES_res[3].X[264,2]') | 0
(264, 3, 'DES_res[3].X[264,3]') | 0
(264, 4, 'DES_res[3].X[264,4]') | 0
(264, 5, 'DES_res[3].X[264,5]') | 0
(264, 6, 'DES_res[3].X[264,6]') | 0
(264, 7, 'DES_res[3].X[264,7]') | 1
(264, 8, 'DES_res[3].X[264,8]') | 1
(264, 9, 'DES_res[3].X[264,9]') | 1
(264, 10, 'DES_res[3].X[264,10]') | 1
(264, 11, 'DES_res[3].X[264,11]') | 1
(264, 12, 'DES_res[3].X[264,12]') | 1
(264, 13, 'DES_res[3].X[264,13]') | 1
(264, 14, 'DES_res[3].X[264,14]') | 1
(264, 15, 'DES_res[3].X[264,15]') | 1
(264, 16, 'DES_res[3].X[264,16]') | 1
(264, 17, 'DES_res[3].X[264,17]') | 1
(264, 18, 'DES_res[3].X[264,18]') | 1
(264, 19, 'DES_res[3].X[264,19]') | 1
(264, 20, 'DES_res[3].X[264,20]') | 1
(264, 21, 'DES_res[3].X[264,21]') | 1
(264, 22, 'DES_res[3].X[264,22]') | 0
(264, 23, 'DES_res[3].X[264,23]') | 0
(264, 24, 'DES_res[3].X[264,24]') | 0