## Costs
value
Objective | 13491.8996
annual_grid | 3029.2537
carb_grid | 0
annual_PV_inv_cost | 10593.9567
annual_PV_op_cost | 750
annual_boiler_inv_cost | 2826.6736
annual_boiler_op_cost | 8097.015
annual_batt_inv_cost | 0
annual_batt_op_cost | 0
annual_ashp_inv_cost | 0
annual_tank_inv_cost | 0
annual_export_inc | 3433.2512
annual_FIT | 8371.7482
time taken | 28.6394
solver termination | optimal

## Battery_selection
variable value
(34, 'RESU6.5', 'DES_res[4].W[34,RESU6.5]') | 0
(34, 'RESU3.3', 'DES_res[4].W[34,RESU3.3]') | 0
(34, 'TP2', 'DES_res[4].W[34,TP2]') | 0
(47, 'RESU6.5', 'DES_res[4].W[47,RESU6.5]') | 0
(47, 'RESU3.3', 'DES_res[4].W[47,RESU3.3]') | 0
(47, 'TP2', 'DES_res[4].W[47,TP2]') | 0
(70, 'RESU6.5', 'DES_res[4].W[70,RESU6.5]') | 0
(70, 'RESU3.3', 'DES_res[4].W[70,RESU3.3]') | 0
(70, 'TP2', 'DES_res[4].W[70,TP2]') | 0
(73, 'RESU6.5', 'DES_res[4].W[73,RESU6.5]') | 0
(73, 'RESU3.3', 'DES_res[4].W[73,RESU3.3]') | 0
(73, 'TP2', 'DES_res[4].W[73,TP2]') | 0
(74, 'RESU6.5', 'DES_res[4].W[74,RESU6.5]') | 0
(74, 'RESU3.3', 'DES_res[4].W[74,RESU3.3]') | 0
(74, 'TP2', 'DES_res[4].W[74,TP2]') | 0
(83, 'RESU6.5', 'DES_res[4].W[83,RESU6.5]') | 0
(83, 'RESU3.3', 'DES_res[4].W[83,RESU3.3]') | 0
(83, 'TP2', 'DES_res[4].W[83,TP2]') | 0
(178, 'RESU6.5', 'DES_res[4].W[178,RESU6.5]') | 0
(178, 'RESU3.3', 'DES_res[4].W[178,RESU3.3]') | 0
(178, 'TP2', 'DES_res[4].W[178,TP2]') | 0
(208, 'RESU6.5', 'DES_res[4].W[208,RESU6.5]') | 0
(208, 'RESU3.3', 'DES_res[4].W[208,RESU3.3]') | 0
(208, 'TP2', 'DES_res[4].W[208,TP2]') | 0
(225, 'RESU6.5', 'DES_res[4].W[225,RESU6.5]') | 0
(225, 'RESU3.3', 'DES_res[4].W[225,RESU3.3]') | 0
(225, 'TP2', 'DES_res[4].W[225,TP2]') | 0
(248, 'RESU6.5', 'DES_res[4].W[248,RESU6.5]') | 0
(248, 'RESU3.3', 'DES_res[4].W[248,RESU3.3]') | 0
(248, 'TP2', 'DES_res[4].W[248,TP2]') | 0
(249, 'RESU6.5', 'DES_res[4].W[249,RESU6.5]') | 0
(249, 'RESU3.3', 'DES_res[4].W[249,RESU3.3]') | 0
(249, 'TP2', 'DES_res[4].W[249,TP2]') | 0
(264, 'RESU6.5', 'DES_res[4].W[264,RESU6.5]') | 0
(264, 'RESU3.3', 'DES_res[4].W[264,RESU3.3]') | 0
(264, 'TP2', 'DES_res[4].W[264,TP2]') | 0

## PV_panels
variable value
(34, 'DES_res[4].panels_PV_reals[34]') | 20
(47, 'DES_res[4].panels_PV_reals[47]') | 20
(70, 'DES_res[4].panels_PV_reals[70]') | 20
(73, 'DES_res[4].panels_PV_reals[73]') | 20
(74, 'DES_res[4].panels_PV_reals[74]') | 20
(83, 'DES_res[4].panels_PV_reals[83]') | 20
(178, 'DES_res[4].panels_PV_reals[178]') | 20
(208, 'DES_res[4].panels_PV_reals[208]') | 20
(225, 'DES_res[4].panels_PV_reals[225]') | 20
(248, 'DES_res[4].panels_PV_reals[248]') | 20
(249, 'DES_res[4].panels_PV_reals[249]') | 20
(264, 'DES_res[4].panels_PV_reals[264]') | 20

## COP
variable value
(1, 'Small2') | 3.2912
(1, 'Med1') | 2.8225
(1, 'Med2') | 2.8722
(1, 'Cascade') | 2.8722
(2, 'Small2') | 3.2717
(2, 'Med1') | 2.8062
(2, 'Med2') | 2.8467
(2, 'Cascade') | 2.8467
(3, 'Small2') | 3.2518
(3, 'Med1') | 2.7929
(3, 'Med2') | 2.8261
(3, 'Cascade') | 2.8261
(4, 'Small2') | 3.2383
(4, 'Med1') | 2.7852
(4, 'Med2') | 2.8142
(4, 'Cascade') | 2.8142
(5, 'Small2') | 3.2141
(5, 'Med1') | 2.7732
(5, 'Med2') | 2.7957
(5, 'Cascade') | 2.7957
(6, 'Small2') | 3.1984
(6, 'Med1') | 2.7665
(6, 'Med2') | 2.7853
(6, 'Cascade') | 2.7853
(7, 'Small2') | 3.1972
(7, 'Med1') | 2.766
(7, 'Med2') | 2.7846
(7, 'Cascade') | 2.7846
(8, 'Small2') | 3.2416
(8, 'Med1') | 2.787
(8, 'Med2') | 2.8169
(8, 'Cascade') | 2.8169
(9, 'Small2') | 3.3133
(9, 'Med1') | 2.8485
(9, 'Med2') | 2.9131
(9, 'Cascade') | 2.9131
(10, 'Small2') | 3.3428
(10, 'Med1') | 2.9257
(10, 'Med2') | 3.0377
(10, 'Cascade') | 3.0377
(11, 'Small2') | 3.3504
(11, 'Med1') | 2.9986
(11, 'Med2') | 3.1593
(11, 'Cascade') | 3.1593
(12, 'Small2') | 3.3522
(12, 'Med1') | 3.0503
(12, 'Med2') | 3.2482
(12, 'Cascade') | 3.2482
(13, 'Small2') | 3.3527
(13, 'Med1') | 3.081
(13, 'Med2') | 3.3019
(13, 'Cascade') | 3.3019
(14, 'Small2') | 3.3529
(14, 'Med1') | 3.0994
(14, 'Med2') | 3.3343
(14, 'Cascade') | 3.3343
(15, 'Small2') | 3.353
(15, 'Med1') | 3.1071
(15, 'Med2') | 3.3479
(15, 'Cascade') | 3.3479
(16, 'Small2') | 3.3528
(16, 'Med1') | 3.0934
(16, 'Med2') | 3.3237
(16, 'Cascade') | 3.3237
(17, 'Small2') | 3.3526
(17, 'Med1') | 3.0727
(17, 'Med2') | 3.2872
(17, 'Cascade') | 3.2872
(18, 'Small2') | 3.3516
(18, 'Med1') | 3.0265
(18, 'Med2') | 3.207
(18, 'Cascade') | 3.207
(19, 'Small2') | 3.3479
(19, 'Med1') | 2.9638
(19, 'Med2') | 3.1009
(19, 'Cascade') | 3.1009
(20, 'Small2') | 3.341
(20, 'Med1') | 2.9168
(20, 'Med2') | 3.0232
(20, 'Cascade') | 3.0232
(21, 'Small2') | 3.3321
(21, 'Med1') | 2.8854
(21, 'Med2') | 2.9722
(21, 'Cascade') | 2.9722
(22, 'Small2') | 3.322
(22, 'Med1') | 2.8629
(22, 'Med2') | 2.9361
(22, 'Cascade') | 2.9361
(23, 'Small2') | 3.3122
(23, 'Med1') | 2.847
(23, 'Med2') | 2.9107
(23, 'Cascade') | 2.9107
(24, 'Small2') | 3.3042
(24, 'Med1') | 2.8365
(24, 'Med2') | 2.8942
(24, 'Cascade') | 2.8942

## ASHP_Cap
variable value
(1, 'Small2') | 5.3584
(1, 'Med1') | 7.1215
(1, 'Med2') | 14.5634
(1, 'Cascade') | 29.1267
(2, 'Small2') | 5.3783
(2, 'Med1') | 7.1313
(2, 'Med2') | 14.5305
(2, 'Cascade') | 29.0609
(3, 'Small2') | 5.3942
(3, 'Med1') | 7.1408
(3, 'Med2') | 14.5059
(3, 'Cascade') | 29.0119
(4, 'Small2') | 5.4033
(4, 'Med1') | 7.1469
(4, 'Med2') | 14.4926
(4, 'Cascade') | 28.9853
(5, 'Small2') | 5.4173
(5, 'Med1') | 7.1571
(5, 'Med2') | 14.4732
(5, 'Cascade') | 28.9464
(6, 'Small2') | 5.425
(6, 'Med1') | 7.1633
(6, 'Med2') | 14.4629
(6, 'Cascade') | 28.9258
(7, 'Small2') | 5.4256
(7, 'Med1') | 7.1638
(7, 'Med2') | 14.4622
(7, 'Cascade') | 28.9244
(8, 'Small2') | 5.4012
(8, 'Med1') | 7.1454
(8, 'Med2') | 14.4957
(8, 'Cascade') | 28.9913
(9, 'Small2') | 5.3261
(9, 'Med1') | 7.1106
(9, 'Med2') | 14.6224
(9, 'Cascade') | 29.2448
(10, 'Small2') | 5.2292
(10, 'Med1') | 7.1202
(10, 'Med2') | 14.8506
(10, 'Cascade') | 29.7013
(11, 'Small2') | 5.1428
(11, 'Med1') | 7.2024
(11, 'Med2') | 15.1488
(11, 'Cascade') | 30.2976
(12, 'Small2') | 5.089
(12, 'Med1') | 7.3143
(12, 'Med2') | 15.4156
(12, 'Cascade') | 30.8311
(13, 'Small2') | 5.0614
(13, 'Med1') | 7.405
(13, 'Med2') | 15.5976
(13, 'Cascade') | 31.1951
(14, 'Small2') | 5.0467
(14, 'Med1') | 7.4686
(14, 'Med2') | 15.7152
(14, 'Cascade') | 31.4305
(15, 'Small2') | 5.0411
(15, 'Med1') | 7.4972
(15, 'Med2') | 15.7662
(15, 'Cascade') | 31.5324
(16, 'Small2') | 5.0514
(16, 'Med1') | 7.447
(16, 'Med2') | 15.676
(16, 'Cascade') | 31.3519
(17, 'Small2') | 5.0685
(17, 'Med1') | 7.3785
(17, 'Med2') | 15.5463
(17, 'Cascade') | 31.0926
(18, 'Small2') | 5.1128
(18, 'Med1') | 7.2567
(18, 'Med2') | 15.2866
(18, 'Cascade') | 30.5733
(19, 'Small2') | 5.1828
(19, 'Med1') | 7.1531
(19, 'Med2') | 14.9959
(19, 'Cascade') | 29.9919
(20, 'Small2') | 5.2402
(20, 'Med1') | 7.1155
(20, 'Med2') | 14.8202
(20, 'Cascade') | 29.6404
(21, 'Small2') | 5.2796
(21, 'Med1') | 7.1066
(21, 'Med2') | 14.7213
(21, 'Cascade') | 29.4425
(22, 'Small2') | 5.3079
(22, 'Med1') | 7.1074
(22, 'Med2') | 14.6588
(22, 'Cascade') | 29.3177
(23, 'Small2') | 5.328
(23, 'Med1') | 7.1111
(23, 'Med2') | 14.6187
(23, 'Cascade') | 29.2374
(24, 'Small2') | 5.341
(24, 'Med1') | 7.1149
(24, 'Med2') | 14.5941
(24, 'Cascade') | 29.1883

## Tank_J
variable value
(34, 'Small2', 'V', 'DES_res[4].J[34,Small2,V]') | 0
(34, 'Small2', 'S', 'DES_res[4].J[34,Small2,S]') | 0
(34, 'Small2', 'M', 'DES_res[4].J[34,Small2,M]') | 0
(34, 'Small2', 'L', 'DES_res[4].J[34,Small2,L]') | 0
(34, 'Med1', 'V', 'DES_res[4].J[34,Med1,V]') | 0
(34, 'Med1', 'S', 'DES_res[4].J[34,Med1,S]') | 0
(34, 'Med1', 'M', 'DES_res[4].J[34,Med1,M]') | 0
(34, 'Med1', 'L', 'DES_res[4].J[34,Med1,L]') | 0
(34, 'Med2', 'V', 'DES_res[4].J[34,Med2,V]') | 0
(34, 'Med2', 'S', 'DES_res[4].J[34,Med2,S]') | 0
(34, 'Med2', 'M', 'DES_res[4].J[34,Med2,M]') | 0
(34, 'Med2', 'L', 'DES_res[4].J[34,Med2,L]') | 0
(34, 'Cascade', 'V', 'DES_res[4].J[34,Cascade,V]') | 0
(34, 'Cascade', 'S', 'DES_res[4].J[34,Cascade,S]') | 0
(34, 'Cascade', 'M', 'DES_res[4].J[34,Cascade,M]') | 0
(34, 'Cascade', 'L', 'DES_res[4].J[34,Cascade,L]') | 0
(47, 'Small2', 'V', 'DES_res[4].J[47,Small2,V]') | 0
(47, 'Small2', 'S', 'DES_res[4].J[47,Small2,S]') | 0
(47, 'Small2', 'M', 'DES_res[4].J[47,Small2,M]') | 0
(47, 'Small2', 'L', 'DES_res[4].J[47,Small2,L]') | 0
(47, 'Med1', 'V', 'DES_res[4].J[47,Med1,V]') | 0
(47, 'Med1', 'S', 'DES_res[4].J[47,Med1,S]') | 0
(47, 'Med1', 'M', 'DES_res[4].J[47,Med1,M]') | 0
(47, 'Med1', 'L', 'DES_res[4].J[47,Med1,L]') | 0
(47, 'Med2', 'V', 'DES_res[4].J[47,Med2,V]') | 0
(47, 'Med2', 'S', 'DES_res[4].J[47,Med2,S]') | 0
(47, 'Med2', 'M', 'DES_res[4].J[47,Med2,M]') | 0
(47, 'Med2', 'L', 'DES_res[4].J[47,Med2,L]') | 0
(47, 'Cascade', 'V', 'DES_res[4].J[47,Cascade,V]') | 0
(47, 'Cascade', 'S', 'DES_res[4].J[47,Cascade,S]') | 0
(47, 'Cascade', 'M', 'DES_res[4].J[47,Cascade,M]') | 0
(47, 'Cascade', 'L', 'DES_res[4].J[47,Cascade,L]') | 0
(70, 'Small2', 'V', 'DES_res[4].J[70,Small2,V]') | 0
(70, 'Small2', 'S', 'DES_res[4].J[70,Small2,S]') | 0
(70, 'Small2', 'M', 'DES_res[4].J[70,Small2,M]') | 0
(70, 'Small2', 'L', 'DES_res[4].J[70,Small2,L]') | 0
(70, 'Med1', 'V', 'DES_res[4].J[70,Med1,V]') | 0
(70, 'Med1', 'S', 'DES_res[4].J[70,Med1,S]') | 0
(70, 'Med1', 'M', 'DES_res[4].J[70,Med1,M]') | 0
(70, 'Med1', 'L', 'DES_res[4].J[70,Med1,L]') | 0
(70, 'Med2', 'V', 'DES_res[4].J[70,Med2,V]') | 0
(70, 'Med2', 'S', 'DES_res[4].J[70,Med2,S]') | 0
(70, 'Med2', 'M', 'DES_res[4].J[70,Med2,M]') | 0
(70, 'Med2', 'L', 'DES_res[4].J[70,Med2,L]') | 0
(70, 'Cascade', 'V', 'DES_res[4].J[70,Cascade,V]') | 0
(70, 'Cascade', 'S', 'DES_res[4].J[70,Cascade,S]') | 0
(70, 'Cascade', 'M', 'DES_res[4].J[70,Cascade,M]') | 0
(70, 'Cascade', 'L', 'DES_res[4].J[70,Cascade,L]') | 0
(73, 'Small2', 'V', 'DES_res[4].J[73,Small2,V]') | 0
(73, 'Small2', 'S', 'DES_res[4].J[73,Small2,S]') | 0
(73, 'Small2', 'M', 'DES_res[4].J[73,Small2,M]') | 0
(73, 'Small2', 'L', 'DES_res[4].J[73,Small2,L]') | 0
(73, 'Med1', 'V', 'DES_res[4].J[73,Med1,V]') | 0
(73, 'Med1', 'S', 'DES_res[4].J[73,Med1,S]') | 0
(73, 'Med1', 'M', 'DES_res[4].J[73,Med1,M]') | 0
(73, 'Med1', 'L', 'DES_res[4].J[73,Med1,L]') | 0
(73, 'Med2', 'V', 'DES_res[4].J[73,Med2,V]') | 0
(73, 'Med2', 'S', 'DES_res[4].J[73,Med2,S]') | 0
(73, 'Med2', 'M', 'DES_res[4].J[73,Med2,M]') | 0
(73, 'Med2', 'L', 'DES_res[4].J[73,Med2,L]') | 0
(73, 'Cascade', 'V', 'DES_res[4].J[73,Cascade,V]') | 0
(73, 'Cascade', 'S', 'DES_res[4].J[73,Cascade,S]') | 0
(73, 'Cascade', 'M', 'DES_res[4].J[73,Cascade,M]') | 0
(73, 'Cascade', 'L', 'DES_res[4].J[73,Cascade,L]') | 0
(74, 'Small2', 'V', 'DES_res[4].J[74,Small2,V]') | 0
(74, 'Small2', 'S', 'DES_res[4].J[74,Small2,S]') | 0
(74, 'Small2', 'M', 'DES_res[4].J[74,Small2,M]') | 0
(74, 'Small2', 'L', 'DES_res[4].J[74,Small2,L]') | 0
(74, 'Med1', 'V', 'DES_res[4].J[74,Med1,V]') | 0
(74, 'Med1', 'S', 'DES_res[4].J[74,Med1,S]') | 0
(74, 'Med1', 'M', 'DES_res[4].J[74,Med1,M]') | 0
(74, 'Med1', 'L', 'DES_res[4].J[74,Med1,L]') | 0
(74, 'Med2', 'V', 'DES_res[4].J[74,Med2,V]') | 0
(74, 'Med2', 'S', 'DES_res[4].J[74,Med2,S]') | 0
(74, 'Med2', 'M', 'DES_res[4].J[74,Med2,M]') | 0
(74, 'Med2', 'L', 'DES_res[4].J[74,Med2,L]') | 0
(74, 'Cascade', 'V', 'DES_res[4].J[74,Cascade,V]') | 0
(74, 'Cascade', 'S', 'DES_res[4].J[74,Cascade,S]') | 0
(74, 'Cascade', 'M', 'DES_res[4].J[74,Cascade,M]') | 0
(74, 'Cascade', 'L', 'DES_res[4].J[74,Cascade,L]') | 0
(83, 'Small2', 'V', 'DES_res[4].J[83,Small2,V]') | 0
(83, 'Small2', 'S', 'DES_res[4].J[83,Small2,S]') | 0
(83, 'Small2', 'M', 'DES_res[4].J[83,Small2,M]') | 0
(83, 'Small2', 'L', 'DES_res[4].J[83,Small2,L]') | 0
(83, 'Med1', 'V', 'DES_res[4].J[83,Med1,V]') | 0
(83, 'Med1', 'S', 'DES_res[4].J[83,Med1,S]') | 0
(83, 'Med1', 'M', 'DES_res[4].J[83,Med1,M]') | 0
(83, 'Med1', 'L', 'DES_res[4].J[83,Med1,L]') | 0
(83, 'Med2', 'V', 'DES_res[4].J[83,Med2,V]') | 0
(83, 'Med2', 'S', 'DES_res[4].J[83,Med2,S]') | 0
(83, 'Med2', 'M', 'DES_res[4].J[83,Med2,M]') | 0
(83, 'Med2', 'L', 'DES_res[4].J[83,Med2,L]') | 0
(83, 'Cascade', 'V', 'DES_res[4].J[83,Cascade,V]') | 0
(83, 'Cascade', 'S', 'DES_res[4].J[83,Cascade,S]') | 0
(83, 'Cascade', 'M', 'DES_res[4].J[83,Cascade,M]') | 0
(83, 'Cascade', 'L', 'DES_res[4].J[83,Cascade,L]') | 0
(178, 'Small2', 'V', 'DES_res[4].J[178,Small2,V]') | 0
(178, 'Small2', 'S', 'DES_res[4].J[178,Small2,S]') | 0
(178, 'Small2', 'M', 'DES_res[4].J[178,Small2,M]') | 0
(178, 'Small2', 'L', 'DES_res[4].J[178,Small2,L]') | 0
(178, 'Med1', 'V', 'DES_res[4].J[178,Med1,V]') | 0
(178, 'Med1', 'S', 'DES_res[4].J[178,Med1,S]') | 0
(178, 'Med1', 'M', 'DES_res[4].J[178,Med1,M]') | 0
(178, 'Med1', 'L', 'DES_res[4].J[178,Med1,L]') | 0
(178, 'Med2', 'V', 'DES_res[4].J[178,Med2,V]') | 0
(178, 'Med2', 'S', 'DES_res[4].J[178,Med2,S]') | 0
(178, 'Med2', 'M', 'DES_res[4].J[178,Med2,M]') | 0
(178, 'Med2', 'L', 'DES_res[4].J[178,Med2,L]') | 0
(178, 'Cascade', 'V', 'DES_res[4].J[178,Cascade,V]') | 0
(178, 'Cascade', 'S', 'DES_res[4].J[178,Cascade,S]') | 0
(178, 'Cascade', 'M', 'DES_res[4].J[178,Cascade,M]') | 0
(178, 'Cascade', 'L', 'DES_res[4].J[178,Cascade,L]') | 0
(208, 'Small2', 'V', 'DES_res[4].J[208,Small2,V]') | 0
(208, 'Small2', 'S', 'DES_res[4].J[208,Small2,S]') | 0
(208, 'Small2', 'M', 'DES_res[4].J[208,Small2,M]') | 0
(208, 'Small2', 'L', 'DES_res[4].J[208,Small2,L]') | 0
(208, 'Med1', 'V', 'DES_res[4].J[208,Med1,V]') | 0
(208, 'Med1', 'S', 'DES_res[4].J[208,Med1,S]') | 0
(208, 'Med1', 'M', 'DES_res[4].J[208,Med1,M]') | 0
(208, 'Med1', 'L', 'DES_res[4].J[208,Med1,L]') | 0
(208, 'Med2', 'V', 'DES_res[4].J[208,Med2,V]') | 0
(208, 'Med2', 'S', 'DES_res[4].J[208,Med2,S]') | 0
(208, 'Med2', 'M', 'DES_res[4].J[208,Med2,M]') | 0
(208, 'Med2', 'L', 'DES_res[4].J[208,Med2,L]') | 0
(208, 'Cascade', 'V', 'DES_res[4].J[208,Cascade,V]') | 0
(208, 'Cascade', 'S', 'DES_res[4].J[208,Cascade,S]') | 0
(208, 'Cascade', 'M', 'DES_res[4].J[208,Cascade,M]') | 0
(208, 'Cascade', 'L', 'DES_res[4].J[208,Cascade,L]') | 0
(225, 'Small2', 'V', 'DES_res[4].J[225,Small2,V]') | 0
(225, 'Small2', 'S', 'DES_res[4].J[225,Small2,S]') | 0
(225, 'Small2', 'M', 'DES_res[4].J[225,Small2,M]') | 0
(225, 'Small2', 'L', 'DES_res[4].J[225,Small2,L]') | 0
(225, 'Med1', 'V', 'DES_res[4].J[225,Med1,V]') | 0
(225, 'Med1', 'S', 'DES_res[4].J[225,Med1,S]') | 0
(225, 'Med1', 'M', 'DES_res[4].J[225,Med1,M]') | 0
(225, 'Med1', 'L', 'DES_res[4].J[225,Med1,L]') | 0
(225, 'Med2', 'V', 'DES_res[4].J[225,Med2,V]') | 0
(225, 'Med2', 'S', 'DES_res[4].J[225,Med2,S]') | 0
(225, 'Med2', 'M', 'DES_res[4].J[225,Med2,M]') | 0
(225, 'Med2', 'L', 'DES_res[4].J[225,Med2,L]') | 0
(225, 'Cascade', 'V', 'DES_res[4].J[225,Cascade,V]') | 0
(225, 'Cascade', 'S', 'DES_res[4].J[225,Cascade,S]') | 0
(225, 'Cascade', 'M', 'DES_res[4].J[225,Cascade,M]') | 0
(225, 'Cascade', 'L', 'DES_res[4].J[225,Cascade,L]') | 0
(248, 'Small2', 'V', 'DES_res[4].J[248,Small2,V]') | 0
(248, 'Small2', 'S', 'DES_res[4].J[248,Small2,S]') | 0
(248, 'Small2', 'M', 'DES_res[4].J[248,Small2,M]') | 0
(248, 'Small2', 'L', 'DES_res[4].J[248,Small2,L]') | 0
(248, 'Med1', 'V', 'DES_res[4].J[248,Med1,V]') | 0
(248, 'Med1', 'S', 'DES_res[4].J[248,Med1,S]') | 0
(248, 'Med1', 'M', 'DES_res[4].J[248,Med1,M]') | 0
(248, 'Med1', 'L', 'DES_res[4].J[248,Med1,L]') | 0
(248, 'Med2', 'V', 'DES_res[4].J[248,Med2,V]') | 0
(248, 'Med2', 'S', 'DES_res[4].J[248,Med2,S]') | 0
(248, 'Med2', 'M', 'DES_res[4].J[248,Med2,M]') | 0
(248, 'Med2', 'L', 'DES_res[4].J[248,Med2,L]') | 0
(248, 'Cascade', 'V', 'DES_res[4].J[248,Cascade,V]') | 0
(248, 'Cascade', 'S', 'DES_res[4].J[248,Cascade,S]') | 0
(248, 'Cascade', 'M', 'DES_res[4].J[248,Cascade,M]') | 0
(248, 'Cascade', 'L', 'DES_res[4].J[248,Cascade,L]') | 0
(249, 'Small2', 'V', 'DES_res[4].J[249,Small2,V]') | 0
(249, 'Small2', 'S', 'DES_res[4].J[249,Small2,S]') | 0
(249, 'Small2', 'M', 'DES_res[4].J[249,Small2,M]') | 0
(249, 'Small2', 'L', 'DES_res[4].J[249,Small2,L]') | 0
(249, 'Med1', 'V', 'DES_res[4].J[249,Med1,V]') | 0
(249, 'Med1', 'S', 'DES_res[4].J[249,Med1,S]') | 0
(249, 'Med1', 'M', 'DES_res[4].J[249,Med1,M]') | 0
(249, 'Med1', 'L', 'DES_res[4].J[249,Med1,L]') | 0
(249, 'Med2', 'V', 'DES_res[4].J[249,Med2,V]') | 0
(249, 'Med2', 'S', 'DES_res[4].J[249,Med2,S]') | 0
(249, 'Med2', 'M', 'DES_res[4].J[249,Med2,M]') | 0
(249, 'Med2', 'L', 'DES_res[4].J[249,Med2,L]') | 0
(249, 'Cascade', 'V', 'DES_res[4].J[249,Cascade,V]') | 0
(249, 'Cascade', 'S', 'DES_res[4].J[249,Cascade,S]') | 0
(249, 'Cascade', 'M', 'DES_res[4].J[249,Cascade,M]') | 0
(249, 'Cascade', 'L', 'DES_res[4].J[249,Cascade,L]') | 0
(264, 'Small2', 'V', 'DES_res[4].J[264,Small2,V]') | 0
(264, 'Small2', 'S', 'DES_res[4].J[264,Small2,S]') | 0
(264, 'Small2', 'M', 'DES_res[4].J[264,Small2,M]') | 0
(264, 'Small2', 'L', 'DES_res[4].J[264,Small2,L]') | 0
(264, 'Med1', 'V', 'DES_res[4].J[264,Med1,V]') | 0
(264, 'Med1', 'S', 'DES_res[4].J[264,Med1,S]') | 0
(264, 'Med1', 'M', 'DES_res[4].J[264,Med1,M]') | 0
(264, 'Med1', 'L', 'DES_res[4].J[264,Med1,L]') | 0
(264, 'Med2', 'V', 'DES_res[4].J[264,Med2,V]') | 0
(264, 'Med2', 'S', 'DES_res[4].J[264,Med2,S]') | 0
(264, 'Med2', 'M', 'DES_res[4].J[264,Med2,M]') | 0
(264, 'Med2', 'L', 'DES_res[4].J[264,Med2,L]') | 0
(264, 'Cascade', 'V', 'DES_res[4].J[264,Cascade,V]') | 0
(264, 'Cascade', 'S', 'DES_res[4].J[264,Cascade,S]') | 0
(264, 'Cascade', 'M', 'DES_res[4].J[264,Cascade,M]') | 0
(264, 'Cascade', 'L', 'DES_res[4].J[264,Cascade,L]') | 0

## Boiler_U
variable value
(34, 'B1', 'DES_res[4].U[34,B1]') | 1
(34, 'B2', 'DES_res[4].U[34,B2]') | 0
(34, 'B3', 'DES_res[4].U[34,B3]') | 0
(34, 'B4', 'DES_res[4].U[34,B4]') | 0
(47, 'B1', 'DES_res[4].U[47,B1]') | 0
(47, 'B2', 'DES_res[4].U[47,B2]') | 0
(47, 'B3', 'DES_res[4].U[47,B3]') | 1
(47, 'B4', 'DES_res[4].U[47,B4]') | 0
(70, 'B1', 'DES_res[4].U[70,B1]') | 1
(70, 'B2', 'DES_res[4].U[70,B2]') | 0
(70, 'B3', 'DES_res[4].U[70,B3]') | 0
(70, 'B4', 'DES_res[4].U[70,B4]') | 0
(73, 'B1', 'DES_res[4].U[73,B1]') | 1
(73, 'B2', 'DES_res[4].U[73,B2]') | 0
(73, 'B3', 'DES_res[4].U[73,B3]') | 0
(73, 'B4', 'DES_res[4].U[73,B4]') | 0
(74, 'B1', 'DES_res[4].U[74,B1]') | 1
(74, 'B2', 'DES_res[4].U[74,B2]') | 0
(74, 'B3', 'DES_res[4].U[74,B3]') | 0
(74, 'B4', 'DES_res[4].U[74,B4]') | 0
(83, 'B1', 'DES_res[4].U[83,B1]') | 1
(83, 'B2', 'DES_res[4].U[83,B2]') | 0
(83, 'B3', 'DES_res[4].U[83,B3]') | 0
(83, 'B4', 'DES_res[4].U[83,B4]') | 0
(178, 'B1', 'DES_res[4].U[178,B1]') | 0
(178, 'B2', 'DES_res[4].U[178,B2]') | 0
(178, 'B3', 'DES_res[4].U[178,B3]') | 1
(178, 'B4', 'DES_res[4].U[178,B4]') | 0
(208, 'B1', 'DES_res[4].U[208,B1]') | 0
(208, 'B2', 'DES_res[4].U[208,B2]') | 0
(208, 'B3', 'DES_res[4].U[208,B3]') | 1
(208, 'B4', 'DES_res[4].U[208,B4]') | 0
(225, 'B1', 'DES_res[4].U[225,B1]') | 0
(225, 'B2', 'DES_res[4].U[225,B2]') | 0
(225, 'B3', 'DES_res[4].U[225,B3]') | 1
(225, 'B4', 'DES_res[4].U[225,B4]') | 0
(248, 'B1', 'DES_res[4].U[248,B1]') | 0
(248, 'B2', 'DES_res[4].U[248,B2]') | 0
(248, 'B3', 'DES_res[4].U[248,B3]') | 1
(248, 'B4', 'DES_res[4].U[248,B4]') | 0
(249, 'B1', 'DES_res[4].U[249,B1]') | 1
(249, 'B2', 'DES_res[4].U[249,B2]') | 0
(249, 'B3', 'DES_res[4].U[249,B3]') | 0
(249, 'B4', 'DES_res[4].U[249,B4]') | 0
(264, 'B1', 'DES_res[4].U[264,B1]') | 1
(264, 'B2', 'DES_res[4].U[264,B2]') | 0
(264, 'B3', 'DES_res[4].U[264,B3]') | 0
(264, 'B4', 'DES_res[4].U[264,B4]') | 0

## Boiler_heat
variable value
(34, 1, 'B1', 'DES_res[4].H_b[34,1,B1]') | 0.16397
(34, 1, 'B2', 'DES_res[4].H_b[34,1,B2]') | 0
(34, 1, 'B3', 'DES_res[4].H_b[34,1,B3]') | 0
(34, 1, 'B4', 'DES_res[4].H_b[34,1,B4]') | 0
(34, 2, 'B1', 'DES_res[4].H_b[34,2,B1]') | 0.04814
(34, 2, 'B2', 'DES_res[4].H_b[34,2,B2]') | 0
(34, 2, 'B3', 'DES_res[4].H_b[34,2,B3]') | 0
(34, 2, 'B4', 'DES_res[4].H_b[34,2,B4]') | 0
(34, 3, 'B1', 'DES_res[4].H_b[34,3,B1]') | 0.0692
(34, 3, 'B2', 'DES_res[4].H_b[34,3,B2]') | 0
(34, 3, 'B3', 'DES_res[4].H_b[34,3,B3]') | 0
(34, 3, 'B4', 'DES_res[4].H_b[34,3,B4]') | 0
(34, 4, 'B1', 'DES_res[4].H_b[34,4,B1]') | 0.89659
(34, 4, 'B2', 'DES_res[4].H_b[34,4,B2]') | 0
(34, 4, 'B3', 'DES_res[4].H_b[34,4,B3]') | 0
(34, 4, 'B4', 'DES_res[4].H_b[34,4,B4]') | 0
(34, 5, 'B1', 'DES_res[4].H_b[34,5,B1]') | 0.84845
(34, 5, 'B2', 'DES_res[4].H_b[34,5,B2]') | 0
(34, 5, 'B3', 'DES_res[4].H_b[34,5,B3]') | 0
(34, 5, 'B4', 'DES_res[4].H_b[34,5,B4]') | 0
(34, 6, 'B1', 'DES_res[4].H_b[34,6,B1]') | 0.23769
(34, 6, 'B2', 'DES_res[4].H_b[34,6,B2]') | 0
(34, 6, 'B3', 'DES_res[4].H_b[34,6,B3]') | 0
(34, 6, 'B4', 'DES_res[4].H_b[34,6,B4]') | 0
(34, 7, 'B1', 'DES_res[4].H_b[34,7,B1]') | 5.1599
(34, 7, 'B2', 'DES_res[4].H_b[34,7,B2]') | 0
(34, 7, 'B3', 'DES_res[4].H_b[34,7,B3]') | 0
(34, 7, 'B4', 'DES_res[4].H_b[34,7,B4]') | 0
(34, 8, 'B1', 'DES_res[4].H_b[34,8,B1]') | 4.3069
(34, 8, 'B2', 'DES_res[4].H_b[34,8,B2]') | 0
(34, 8, 'B3', 'DES_res[4].H_b[34,8,B3]') | 0
(34, 8, 'B4', 'DES_res[4].H_b[34,8,B4]') | 0
(34, 9, 'B1', 'DES_res[4].H_b[34,9,B1]') | 1.4743
(34, 9, 'B2', 'DES_res[4].H_b[34,9,B2]') | 0
(34, 9, 'B3', 'DES_res[4].H_b[34,9,B3]') | 0
(34, 9, 'B4', 'DES_res[4].H_b[34,9,B4]') | 0
(34, 10, 'B1', 'DES_res[4].H_b[34,10,B1]') | 1.5886
(34, 10, 'B2', 'DES_res[4].H_b[34,10,B2]') | 0
(34, 10, 'B3', 'DES_res[4].H_b[34,10,B3]') | 0
(34, 10, 'B4', 'DES_res[4].H_b[34,10,B4]') | 0
(34, 11, 'B1', 'DES_res[4].H_b[34,11,B1]') | 2.1286
(34, 11, 'B2', 'DES_res[4].H_b[34,11,B2]') | 0
(34, 11, 'B3', 'DES_res[4].H_b[34,11,B3]') | 0
(34, 11, 'B4', 'DES_res[4].H_b[34,11,B4]') | 0
(34, 12, 'B1', 'DES_res[4].H_b[34,12,B1]') | 1.381
(34, 12, 'B2', 'DES_res[4].H_b[34,12,B2]') | 0
(34, 12, 'B3', 'DES_res[4].H_b[34,12,B3]') | 0
(34, 12, 'B4', 'DES_res[4].H_b[34,12,B4]') | 0
(34, 13, 'B1', 'DES_res[4].H_b[34,13,B1]') | 1.3659
(34, 13, 'B2', 'DES_res[4].H_b[34,13,B2]') | 0
(34, 13, 'B3', 'DES_res[4].H_b[34,13,B3]') | 0
(34, 13, 'B4', 'DES_res[4].H_b[34,13,B4]') | 0
(34, 14, 'B1', 'DES_res[4].H_b[34,14,B1]') | 1.4547
(34, 14, 'B2', 'DES_res[4].H_b[34,14,B2]') | 0
(34, 14, 'B3', 'DES_res[4].H_b[34,14,B3]') | 0
(34, 14, 'B4', 'DES_res[4].H_b[34,14,B4]') | 0
(34, 15, 'B1', 'DES_res[4].H_b[34,15,B1]') | 1.3208
(34, 15, 'B2', 'DES_res[4].H_b[34,15,B2]') | 0
(34, 15, 'B3', 'DES_res[4].H_b[34,15,B3]') | 0
(34, 15, 'B4', 'DES_res[4].H_b[34,15,B4]') | 0
(34, 16, 'B1', 'DES_res[4].H_b[34,16,B1]') | 1.393
(34, 16, 'B2', 'DES_res[4].H_b[34,16,B2]') | 0
(34, 16, 'B3', 'DES_res[4].H_b[34,16,B3]') | 0
(34, 16, 'B4', 'DES_res[4].H_b[34,16,B4]') | 0
(34, 17, 'B1', 'DES_res[4].H_b[34,17,B1]') | 1.9557
(34, 17, 'B2', 'DES_res[4].H_b[34,17,B2]') | 0
(34, 17, 'B3', 'DES_res[4].H_b[34,17,B3]') | 0
(34, 17, 'B4', 'DES_res[4].H_b[34,17,B4]') | 0
(34, 18, 'B1', 'DES_res[4].H_b[34,18,B1]') | 5.2848
(34, 18, 'B2', 'DES_res[4].H_b[34,18,B2]') | 0
(34, 18, 'B3', 'DES_res[4].H_b[34,18,B3]') | 0
(34, 18, 'B4', 'DES_res[4].H_b[34,18,B4]') | 0
(34, 19, 'B1', 'DES_res[4].H_b[34,19,B1]') | 4.6921
(34, 19, 'B2', 'DES_res[4].H_b[34,19,B2]') | 0
(34, 19, 'B3', 'DES_res[4].H_b[34,19,B3]') | 0
(34, 19, 'B4', 'DES_res[4].H_b[34,19,B4]') | 0
(34, 20, 'B1', 'DES_res[4].H_b[34,20,B1]') | 4.492
(34, 20, 'B2', 'DES_res[4].H_b[34,20,B2]') | 0
(34, 20, 'B3', 'DES_res[4].H_b[34,20,B3]') | 0
(34, 20, 'B4', 'DES_res[4].H_b[34,20,B4]') | 0
(34, 21, 'B1', 'DES_res[4].H_b[34,21,B1]') | 4.4574
(34, 21, 'B2', 'DES_res[4].H_b[34,21,B2]') | 0
(34, 21, 'B3', 'DES_res[4].H_b[34,21,B3]') | 0
(34, 21, 'B4', 'DES_res[4].H_b[34,21,B4]') | 0
(34, 22, 'B1', 'DES_res[4].H_b[34,22,B1]') | 4.4258
(34, 22, 'B2', 'DES_res[4].H_b[34,22,B2]') | 0
(34, 22, 'B3', 'DES_res[4].H_b[34,22,B3]') | 0
(34, 22, 'B4', 'DES_res[4].H_b[34,22,B4]') | 0
(34, 23, 'B1', 'DES_res[4].H_b[34,23,B1]') | 4.0512
(34, 23, 'B2', 'DES_res[4].H_b[34,23,B2]') | 0
(34, 23, 'B3', 'DES_res[4].H_b[34,23,B3]') | 0
(34, 23, 'B4', 'DES_res[4].H_b[34,23,B4]') | 0
(34, 24, 'B1', 'DES_res[4].H_b[34,24,B1]') | 3.8647
(34, 24, 'B2', 'DES_res[4].H_b[34,24,B2]') | 0
(34, 24, 'B3', 'DES_res[4].H_b[34,24,B3]') | 0
(34, 24, 'B4', 'DES_res[4].H_b[34,24,B4]') | 0
(47, 1, 'B1', 'DES_res[4].H_b[47,1,B1]') | 0
(47, 1, 'B2', 'DES_res[4].H_b[47,1,B2]') | 0
(47, 1, 'B3', 'DES_res[4].H_b[47,1,B3]') | 0.3188
(47, 1, 'B4', 'DES_res[4].H_b[47,1,B4]') | 0
(47, 2, 'B1', 'DES_res[4].H_b[47,2,B1]') | 0
(47, 2, 'B2', 'DES_res[4].H_b[47,2,B2]') | 0
(47, 2, 'B3', 'DES_res[4].H_b[47,2,B3]') | 0.09359
(47, 2, 'B4', 'DES_res[4].H_b[47,2,B4]') | 0
(47, 3, 'B1', 'DES_res[4].H_b[47,3,B1]') | 0
(47, 3, 'B2', 'DES_res[4].H_b[47,3,B2]') | 0
(47, 3, 'B3', 'DES_res[4].H_b[47,3,B3]') | 0.13454
(47, 3, 'B4', 'DES_res[4].H_b[47,3,B4]') | 0
(47, 4, 'B1', 'DES_res[4].H_b[47,4,B1]') | 0
(47, 4, 'B2', 'DES_res[4].H_b[47,4,B2]') | 0
(47, 4, 'B3', 'DES_res[4].H_b[47,4,B3]') | 1.7432
(47, 4, 'B4', 'DES_res[4].H_b[47,4,B4]') | 0
(47, 5, 'B1', 'DES_res[4].H_b[47,5,B1]') | 0
(47, 5, 'B2', 'DES_res[4].H_b[47,5,B2]') | 0
(47, 5, 'B3', 'DES_res[4].H_b[47,5,B3]') | 1.6496
(47, 5, 'B4', 'DES_res[4].H_b[47,5,B4]') | 0
(47, 6, 'B1', 'DES_res[4].H_b[47,6,B1]') | 0
(47, 6, 'B2', 'DES_res[4].H_b[47,6,B2]') | 0
(47, 6, 'B3', 'DES_res[4].H_b[47,6,B3]') | 0.46212
(47, 6, 'B4', 'DES_res[4].H_b[47,6,B4]') | 0
(47, 7, 'B1', 'DES_res[4].H_b[47,7,B1]') | 0
(47, 7, 'B2', 'DES_res[4].H_b[47,7,B2]') | 0
(47, 7, 'B3', 'DES_res[4].H_b[47,7,B3]') | 10.0321
(47, 7, 'B4', 'DES_res[4].H_b[47,7,B4]') | 0
(47, 8, 'B1', 'DES_res[4].H_b[47,8,B1]') | 0
(47, 8, 'B2', 'DES_res[4].H_b[47,8,B2]') | 0
(47, 8, 'B3', 'DES_res[4].H_b[47,8,B3]') | 8.3737
(47, 8, 'B4', 'DES_res[4].H_b[47,8,B4]') | 0
(47, 9, 'B1', 'DES_res[4].H_b[47,9,B1]') | 0
(47, 9, 'B2', 'DES_res[4].H_b[47,9,B2]') | 0
(47, 9, 'B3', 'DES_res[4].H_b[47,9,B3]') | 2.8663
(47, 9, 'B4', 'DES_res[4].H_b[47,9,B4]') | 0
(47, 10, 'B1', 'DES_res[4].H_b[47,10,B1]') | 0
(47, 10, 'B2', 'DES_res[4].H_b[47,10,B2]') | 0
(47, 10, 'B3', 'DES_res[4].H_b[47,10,B3]') | 3.0886
(47, 10, 'B4', 'DES_res[4].H_b[47,10,B4]') | 0
(47, 11, 'B1', 'DES_res[4].H_b[47,11,B1]') | 0
(47, 11, 'B2', 'DES_res[4].H_b[47,11,B2]') | 0
(47, 11, 'B3', 'DES_res[4].H_b[47,11,B3]') | 4.1386
(47, 11, 'B4', 'DES_res[4].H_b[47,11,B4]') | 0
(47, 12, 'B1', 'DES_res[4].H_b[47,12,B1]') | 0
(47, 12, 'B2', 'DES_res[4].H_b[47,12,B2]') | 0
(47, 12, 'B3', 'DES_res[4].H_b[47,12,B3]') | 2.685
(47, 12, 'B4', 'DES_res[4].H_b[47,12,B4]') | 0
(47, 13, 'B1', 'DES_res[4].H_b[47,13,B1]') | 0
(47, 13, 'B2', 'DES_res[4].H_b[47,13,B2]') | 0
(47, 13, 'B3', 'DES_res[4].H_b[47,13,B3]') | 2.6557
(47, 13, 'B4', 'DES_res[4].H_b[47,13,B4]') | 0
(47, 14, 'B1', 'DES_res[4].H_b[47,14,B1]') | 0
(47, 14, 'B2', 'DES_res[4].H_b[47,14,B2]') | 0
(47, 14, 'B3', 'DES_res[4].H_b[47,14,B3]') | 2.8283
(47, 14, 'B4', 'DES_res[4].H_b[47,14,B4]') | 0
(47, 15, 'B1', 'DES_res[4].H_b[47,15,B1]') | 0
(47, 15, 'B2', 'DES_res[4].H_b[47,15,B2]') | 0
(47, 15, 'B3', 'DES_res[4].H_b[47,15,B3]') | 2.568
(47, 15, 'B4', 'DES_res[4].H_b[47,15,B4]') | 0
(47, 16, 'B1', 'DES_res[4].H_b[47,16,B1]') | 0
(47, 16, 'B2', 'DES_res[4].H_b[47,16,B2]') | 0
(47, 16, 'B3', 'DES_res[4].H_b[47,16,B3]') | 2.7084
(47, 16, 'B4', 'DES_res[4].H_b[47,16,B4]') | 0
(47, 17, 'B1', 'DES_res[4].H_b[47,17,B1]') | 0
(47, 17, 'B2', 'DES_res[4].H_b[47,17,B2]') | 0
(47, 17, 'B3', 'DES_res[4].H_b[47,17,B3]') | 3.8022
(47, 17, 'B4', 'DES_res[4].H_b[47,17,B4]') | 0
(47, 18, 'B1', 'DES_res[4].H_b[47,18,B1]') | 0
(47, 18, 'B2', 'DES_res[4].H_b[47,18,B2]') | 0
(47, 18, 'B3', 'DES_res[4].H_b[47,18,B3]') | 10.2749
(47, 18, 'B4', 'DES_res[4].H_b[47,18,B4]') | 0
(47, 19, 'B1', 'DES_res[4].H_b[47,19,B1]') | 0
(47, 19, 'B2', 'DES_res[4].H_b[47,19,B2]') | 0
(47, 19, 'B3', 'DES_res[4].H_b[47,19,B3]') | 9.1225
(47, 19, 'B4', 'DES_res[4].H_b[47,19,B4]') | 0
(47, 20, 'B1', 'DES_res[4].H_b[47,20,B1]') | 0
(47, 20, 'B2', 'DES_res[4].H_b[47,20,B2]') | 0
(47, 20, 'B3', 'DES_res[4].H_b[47,20,B3]') | 8.7335
(47, 20, 'B4', 'DES_res[4].H_b[47,20,B4]') | 0
(47, 21, 'B1', 'DES_res[4].H_b[47,21,B1]') | 0
(47, 21, 'B2', 'DES_res[4].H_b[47,21,B2]') | 0
(47, 21, 'B3', 'DES_res[4].H_b[47,21,B3]') | 8.6662
(47, 21, 'B4', 'DES_res[4].H_b[47,21,B4]') | 0
(47, 22, 'B1', 'DES_res[4].H_b[47,22,B1]') | 0
(47, 22, 'B2', 'DES_res[4].H_b[47,22,B2]') | 0
(47, 22, 'B3', 'DES_res[4].H_b[47,22,B3]') | 8.6048
(47, 22, 'B4', 'DES_res[4].H_b[47,22,B4]') | 0
(47, 23, 'B1', 'DES_res[4].H_b[47,23,B1]') | 0
(47, 23, 'B2', 'DES_res[4].H_b[47,23,B2]') | 0
(47, 23, 'B3', 'DES_res[4].H_b[47,23,B3]') | 7.8765
(47, 23, 'B4', 'DES_res[4].H_b[47,23,B4]') | 0
(47, 24, 'B1', 'DES_res[4].H_b[47,24,B1]') | 0
(47, 24, 'B2', 'DES_res[4].H_b[47,24,B2]') | 0
(47, 24, 'B3', 'DES_res[4].H_b[47,24,B3]') | 7.5138
(47, 24, 'B4', 'DES_res[4].H_b[47,24,B4]') | 0
(70, 1, 'B1', 'DES_res[4].H_b[70,1,B1]') | 0.14135
(70, 1, 'B2', 'DES_res[4].H_b[70,1,B2]') | 0
(70, 1, 'B3', 'DES_res[4].H_b[70,1,B3]') | 0
(70, 1, 'B4', 'DES_res[4].H_b[70,1,B4]') | 0
(70, 2, 'B1', 'DES_res[4].H_b[70,2,B1]') | 0.0415
(70, 2, 'B2', 'DES_res[4].H_b[70,2,B2]') | 0
(70, 2, 'B3', 'DES_res[4].H_b[70,2,B3]') | 0
(70, 2, 'B4', 'DES_res[4].H_b[70,2,B4]') | 0
(70, 3, 'B1', 'DES_res[4].H_b[70,3,B1]') | 0.05965
(70, 3, 'B2', 'DES_res[4].H_b[70,3,B2]') | 0
(70, 3, 'B3', 'DES_res[4].H_b[70,3,B3]') | 0
(70, 3, 'B4', 'DES_res[4].H_b[70,3,B4]') | 0
(70, 4, 'B1', 'DES_res[4].H_b[70,4,B1]') | 0.7729
(70, 4, 'B2', 'DES_res[4].H_b[70,4,B2]') | 0
(70, 4, 'B3', 'DES_res[4].H_b[70,4,B3]') | 0
(70, 4, 'B4', 'DES_res[4].H_b[70,4,B4]') | 0
(70, 5, 'B1', 'DES_res[4].H_b[70,5,B1]') | 0.7314
(70, 5, 'B2', 'DES_res[4].H_b[70,5,B2]') | 0
(70, 5, 'B3', 'DES_res[4].H_b[70,5,B3]') | 0
(70, 5, 'B4', 'DES_res[4].H_b[70,5,B4]') | 0
(70, 6, 'B1', 'DES_res[4].H_b[70,6,B1]') | 0.2049
(70, 6, 'B2', 'DES_res[4].H_b[70,6,B2]') | 0
(70, 6, 'B3', 'DES_res[4].H_b[70,6,B3]') | 0
(70, 6, 'B4', 'DES_res[4].H_b[70,6,B4]') | 0
(70, 7, 'B1', 'DES_res[4].H_b[70,7,B1]') | 4.448
(70, 7, 'B2', 'DES_res[4].H_b[70,7,B2]') | 0
(70, 7, 'B3', 'DES_res[4].H_b[70,7,B3]') | 0
(70, 7, 'B4', 'DES_res[4].H_b[70,7,B4]') | 0
(70, 8, 'B1', 'DES_res[4].H_b[70,8,B1]') | 3.7128
(70, 8, 'B2', 'DES_res[4].H_b[70,8,B2]') | 0
(70, 8, 'B3', 'DES_res[4].H_b[70,8,B3]') | 0
(70, 8, 'B4', 'DES_res[4].H_b[70,8,B4]') | 0
(70, 9, 'B1', 'DES_res[4].H_b[70,9,B1]') | 1.2709
(70, 9, 'B2', 'DES_res[4].H_b[70,9,B2]') | 0
(70, 9, 'B3', 'DES_res[4].H_b[70,9,B3]') | 0
(70, 9, 'B4', 'DES_res[4].H_b[70,9,B4]') | 0
(70, 10, 'B1', 'DES_res[4].H_b[70,10,B1]') | 1.3694
(70, 10, 'B2', 'DES_res[4].H_b[70,10,B2]') | 0
(70, 10, 'B3', 'DES_res[4].H_b[70,10,B3]') | 0
(70, 10, 'B4', 'DES_res[4].H_b[70,10,B4]') | 0
(70, 11, 'B1', 'DES_res[4].H_b[70,11,B1]') | 1.835
(70, 11, 'B2', 'DES_res[4].H_b[70,11,B2]') | 0
(70, 11, 'B3', 'DES_res[4].H_b[70,11,B3]') | 0
(70, 11, 'B4', 'DES_res[4].H_b[70,11,B4]') | 0
(70, 12, 'B1', 'DES_res[4].H_b[70,12,B1]') | 1.1905
(70, 12, 'B2', 'DES_res[4].H_b[70,12,B2]') | 0
(70, 12, 'B3', 'DES_res[4].H_b[70,12,B3]') | 0
(70, 12, 'B4', 'DES_res[4].H_b[70,12,B4]') | 0
(70, 13, 'B1', 'DES_res[4].H_b[70,13,B1]') | 1.1775
(70, 13, 'B2', 'DES_res[4].H_b[70,13,B2]') | 0
(70, 13, 'B3', 'DES_res[4].H_b[70,13,B3]') | 0
(70, 13, 'B4', 'DES_res[4].H_b[70,13,B4]') | 0
(70, 14, 'B1', 'DES_res[4].H_b[70,14,B1]') | 1.254
(70, 14, 'B2', 'DES_res[4].H_b[70,14,B2]') | 0
(70, 14, 'B3', 'DES_res[4].H_b[70,14,B3]') | 0
(70, 14, 'B4', 'DES_res[4].H_b[70,14,B4]') | 0
(70, 15, 'B1', 'DES_res[4].H_b[70,15,B1]') | 1.1386
(70, 15, 'B2', 'DES_res[4].H_b[70,15,B2]') | 0
(70, 15, 'B3', 'DES_res[4].H_b[70,15,B3]') | 0
(70, 15, 'B4', 'DES_res[4].H_b[70,15,B4]') | 0
(70, 16, 'B1', 'DES_res[4].H_b[70,16,B1]') | 1.2008
(70, 16, 'B2', 'DES_res[4].H_b[70,16,B2]') | 0
(70, 16, 'B3', 'DES_res[4].H_b[70,16,B3]') | 0
(70, 16, 'B4', 'DES_res[4].H_b[70,16,B4]') | 0
(70, 17, 'B1', 'DES_res[4].H_b[70,17,B1]') | 1.6859
(70, 17, 'B2', 'DES_res[4].H_b[70,17,B2]') | 0
(70, 17, 'B3', 'DES_res[4].H_b[70,17,B3]') | 0
(70, 17, 'B4', 'DES_res[4].H_b[70,17,B4]') | 0
(70, 18, 'B1', 'DES_res[4].H_b[70,18,B1]') | 4.5557
(70, 18, 'B2', 'DES_res[4].H_b[70,18,B2]') | 0
(70, 18, 'B3', 'DES_res[4].H_b[70,18,B3]') | 0
(70, 18, 'B4', 'DES_res[4].H_b[70,18,B4]') | 0
(70, 19, 'B1', 'DES_res[4].H_b[70,19,B1]') | 4.0447
(70, 19, 'B2', 'DES_res[4].H_b[70,19,B2]') | 0
(70, 19, 'B3', 'DES_res[4].H_b[70,19,B3]') | 0
(70, 19, 'B4', 'DES_res[4].H_b[70,19,B4]') | 0
(70, 20, 'B1', 'DES_res[4].H_b[70,20,B1]') | 3.8723
(70, 20, 'B2', 'DES_res[4].H_b[70,20,B2]') | 0
(70, 20, 'B3', 'DES_res[4].H_b[70,20,B3]') | 0
(70, 20, 'B4', 'DES_res[4].H_b[70,20,B4]') | 0
(70, 21, 'B1', 'DES_res[4].H_b[70,21,B1]') | 3.8424
(70, 21, 'B2', 'DES_res[4].H_b[70,21,B2]') | 0
(70, 21, 'B3', 'DES_res[4].H_b[70,21,B3]') | 0
(70, 21, 'B4', 'DES_res[4].H_b[70,21,B4]') | 0
(70, 22, 'B1', 'DES_res[4].H_b[70,22,B1]') | 3.8152
(70, 22, 'B2', 'DES_res[4].H_b[70,22,B2]') | 0
(70, 22, 'B3', 'DES_res[4].H_b[70,22,B3]') | 0
(70, 22, 'B4', 'DES_res[4].H_b[70,22,B4]') | 0
(70, 23, 'B1', 'DES_res[4].H_b[70,23,B1]') | 3.4923
(70, 23, 'B2', 'DES_res[4].H_b[70,23,B2]') | 0
(70, 23, 'B3', 'DES_res[4].H_b[70,23,B3]') | 0
(70, 23, 'B4', 'DES_res[4].H_b[70,23,B4]') | 0
(70, 24, 'B1', 'DES_res[4].H_b[70,24,B1]') | 3.3315
(70, 24, 'B2', 'DES_res[4].H_b[70,24,B2]') | 0
(70, 24, 'B3', 'DES_res[4].H_b[70,24,B3]') | 0
(70, 24, 'B4', 'DES_res[4].H_b[70,24,B4]') | 0
(73, 1, 'B1', 'DES_res[4].H_b[73,1,B1]') | 0.18735
(73, 1, 'B2', 'DES_res[4].H_b[73,1,B2]') | 0
(73, 1, 'B3', 'DES_res[4].H_b[73,1,B3]') | 0
(73, 1, 'B4', 'DES_res[4].H_b[73,1,B4]') | 0
(73, 2, 'B1', 'DES_res[4].H_b[73,2,B1]') | 0.055
(73, 2, 'B2', 'DES_res[4].H_b[73,2,B2]') | 0
(73, 2, 'B3', 'DES_res[4].H_b[73,2,B3]') | 0
(73, 2, 'B4', 'DES_res[4].H_b[73,2,B4]') | 0
(73, 3, 'B1', 'DES_res[4].H_b[73,3,B1]') | 0.07907
(73, 3, 'B2', 'DES_res[4].H_b[73,3,B2]') | 0
(73, 3, 'B3', 'DES_res[4].H_b[73,3,B3]') | 0
(73, 3, 'B4', 'DES_res[4].H_b[73,3,B4]') | 0
(73, 4, 'B1', 'DES_res[4].H_b[73,4,B1]') | 1.0244
(73, 4, 'B2', 'DES_res[4].H_b[73,4,B2]') | 0
(73, 4, 'B3', 'DES_res[4].H_b[73,4,B3]') | 0
(73, 4, 'B4', 'DES_res[4].H_b[73,4,B4]') | 0
(73, 5, 'B1', 'DES_res[4].H_b[73,5,B1]') | 0.96941
(73, 5, 'B2', 'DES_res[4].H_b[73,5,B2]') | 0
(73, 5, 'B3', 'DES_res[4].H_b[73,5,B3]') | 0
(73, 5, 'B4', 'DES_res[4].H_b[73,5,B4]') | 0
(73, 6, 'B1', 'DES_res[4].H_b[73,6,B1]') | 0.27157
(73, 6, 'B2', 'DES_res[4].H_b[73,6,B2]') | 0
(73, 6, 'B3', 'DES_res[4].H_b[73,6,B3]') | 0
(73, 6, 'B4', 'DES_res[4].H_b[73,6,B4]') | 0
(73, 7, 'B1', 'DES_res[4].H_b[73,7,B1]') | 5.8955
(73, 7, 'B2', 'DES_res[4].H_b[73,7,B2]') | 0
(73, 7, 'B3', 'DES_res[4].H_b[73,7,B3]') | 0
(73, 7, 'B4', 'DES_res[4].H_b[73,7,B4]') | 0
(73, 8, 'B1', 'DES_res[4].H_b[73,8,B1]') | 4.921
(73, 8, 'B2', 'DES_res[4].H_b[73,8,B2]') | 0
(73, 8, 'B3', 'DES_res[4].H_b[73,8,B3]') | 0
(73, 8, 'B4', 'DES_res[4].H_b[73,8,B4]') | 0
(73, 9, 'B1', 'DES_res[4].H_b[73,9,B1]') | 1.6844
(73, 9, 'B2', 'DES_res[4].H_b[73,9,B2]') | 0
(73, 9, 'B3', 'DES_res[4].H_b[73,9,B3]') | 0
(73, 9, 'B4', 'DES_res[4].H_b[73,9,B4]') | 0
(73, 10, 'B1', 'DES_res[4].H_b[73,10,B1]') | 1.8151
(73, 10, 'B2', 'DES_res[4].H_b[73,10,B2]') | 0
(73, 10, 'B3', 'DES_res[4].H_b[73,10,B3]') | 0
(73, 10, 'B4', 'DES_res[4].H_b[73,10,B4]') | 0
(73, 11, 'B1', 'DES_res[4].H_b[73,11,B1]') | 2.4321
(73, 11, 'B2', 'DES_res[4].H_b[73,11,B2]') | 0
(73, 11, 'B3', 'DES_res[4].H_b[73,11,B3]') | 0
(73, 11, 'B4', 'DES_res[4].H_b[73,11,B4]') | 0
(73, 12, 'B1', 'DES_res[4].H_b[73,12,B1]') | 1.5779
(73, 12, 'B2', 'DES_res[4].H_b[73,12,B2]') | 0
(73, 12, 'B3', 'DES_res[4].H_b[73,12,B3]') | 0
(73, 12, 'B4', 'DES_res[4].H_b[73,12,B4]') | 0
(73, 13, 'B1', 'DES_res[4].H_b[73,13,B1]') | 1.5607
(73, 13, 'B2', 'DES_res[4].H_b[73,13,B2]') | 0
(73, 13, 'B3', 'DES_res[4].H_b[73,13,B3]') | 0
(73, 13, 'B4', 'DES_res[4].H_b[73,13,B4]') | 0
(73, 14, 'B1', 'DES_res[4].H_b[73,14,B1]') | 1.6621
(73, 14, 'B2', 'DES_res[4].H_b[73,14,B2]') | 0
(73, 14, 'B3', 'DES_res[4].H_b[73,14,B3]') | 0
(73, 14, 'B4', 'DES_res[4].H_b[73,14,B4]') | 0
(73, 15, 'B1', 'DES_res[4].H_b[73,15,B1]') | 1.5091
(73, 15, 'B2', 'DES_res[4].H_b[73,15,B2]') | 0
(73, 15, 'B3', 'DES_res[4].H_b[73,15,B3]') | 0
(73, 15, 'B4', 'DES_res[4].H_b[73,15,B4]') | 0
(73, 16, 'B1', 'DES_res[4].H_b[73,16,B1]') | 1.5916
(73, 16, 'B2', 'DES_res[4].H_b[73,16,B2]') | 0
(73, 16, 'B3', 'DES_res[4].H_b[73,16,B3]') | 0
(73, 16, 'B4', 'DES_res[4].H_b[73,16,B4]') | 0
(73, 17, 'B1', 'DES_res[4].H_b[73,17,B1]') | 2.2345
(73, 17, 'B2', 'DES_res[4].H_b[73,17,B2]') | 0
(73, 17, 'B3', 'DES_res[4].H_b[73,17,B3]') | 0
(73, 17, 'B4', 'DES_res[4].H_b[73,17,B4]') | 0
(73, 18, 'B1', 'DES_res[4].H_b[73,18,B1]') | 6.0382
(73, 18, 'B2', 'DES_res[4].H_b[73,18,B2]') | 0
(73, 18, 'B3', 'DES_res[4].H_b[73,18,B3]') | 0
(73, 18, 'B4', 'DES_res[4].H_b[73,18,B4]') | 0
(73, 19, 'B1', 'DES_res[4].H_b[73,19,B1]') | 5.361
(73, 19, 'B2', 'DES_res[4].H_b[73,19,B2]') | 0
(73, 19, 'B3', 'DES_res[4].H_b[73,19,B3]') | 0
(73, 19, 'B4', 'DES_res[4].H_b[73,19,B4]') | 0
(73, 20, 'B1', 'DES_res[4].H_b[73,20,B1]') | 5.1324
(73, 20, 'B2', 'DES_res[4].H_b[73,20,B2]') | 0
(73, 20, 'B3', 'DES_res[4].H_b[73,20,B3]') | 0
(73, 20, 'B4', 'DES_res[4].H_b[73,20,B4]') | 0
(73, 21, 'B1', 'DES_res[4].H_b[73,21,B1]') | 5.0929
(73, 21, 'B2', 'DES_res[4].H_b[73,21,B2]') | 0
(73, 21, 'B3', 'DES_res[4].H_b[73,21,B3]') | 0
(73, 21, 'B4', 'DES_res[4].H_b[73,21,B4]') | 0
(73, 22, 'B1', 'DES_res[4].H_b[73,22,B1]') | 5.0568
(73, 22, 'B2', 'DES_res[4].H_b[73,22,B2]') | 0
(73, 22, 'B3', 'DES_res[4].H_b[73,22,B3]') | 0
(73, 22, 'B4', 'DES_res[4].H_b[73,22,B4]') | 0
(73, 23, 'B1', 'DES_res[4].H_b[73,23,B1]') | 4.6288
(73, 23, 'B2', 'DES_res[4].H_b[73,23,B2]') | 0
(73, 23, 'B3', 'DES_res[4].H_b[73,23,B3]') | 0
(73, 23, 'B4', 'DES_res[4].H_b[73,23,B4]') | 0
(73, 24, 'B1', 'DES_res[4].H_b[73,24,B1]') | 4.4156
(73, 24, 'B2', 'DES_res[4].H_b[73,24,B2]') | 0
(73, 24, 'B3', 'DES_res[4].H_b[73,24,B3]') | 0
(73, 24, 'B4', 'DES_res[4].H_b[73,24,B4]') | 0
(74, 1, 'B1', 'DES_res[4].H_b[74,1,B1]') | 0.12817
(74, 1, 'B2', 'DES_res[4].H_b[74,1,B2]') | 0
(74, 1, 'B3', 'DES_res[4].H_b[74,1,B3]') | 0
(74, 1, 'B4', 'DES_res[4].H_b[74,1,B4]') | 0
(74, 2, 'B1', 'DES_res[4].H_b[74,2,B1]') | 0.03763
(74, 2, 'B2', 'DES_res[4].H_b[74,2,B2]') | 0
(74, 2, 'B3', 'DES_res[4].H_b[74,2,B3]') | 0
(74, 2, 'B4', 'DES_res[4].H_b[74,2,B4]') | 0
(74, 3, 'B1', 'DES_res[4].H_b[74,3,B1]') | 0.05409
(74, 3, 'B2', 'DES_res[4].H_b[74,3,B2]') | 0
(74, 3, 'B3', 'DES_res[4].H_b[74,3,B3]') | 0
(74, 3, 'B4', 'DES_res[4].H_b[74,3,B4]') | 0
(74, 4, 'B1', 'DES_res[4].H_b[74,4,B1]') | 0.7008
(74, 4, 'B2', 'DES_res[4].H_b[74,4,B2]') | 0
(74, 4, 'B3', 'DES_res[4].H_b[74,4,B3]') | 0
(74, 4, 'B4', 'DES_res[4].H_b[74,4,B4]') | 0
(74, 5, 'B1', 'DES_res[4].H_b[74,5,B1]') | 0.66318
(74, 5, 'B2', 'DES_res[4].H_b[74,5,B2]') | 0
(74, 5, 'B3', 'DES_res[4].H_b[74,5,B3]') | 0
(74, 5, 'B4', 'DES_res[4].H_b[74,5,B4]') | 0
(74, 6, 'B1', 'DES_res[4].H_b[74,6,B1]') | 0.18578
(74, 6, 'B2', 'DES_res[4].H_b[74,6,B2]') | 0
(74, 6, 'B3', 'DES_res[4].H_b[74,6,B3]') | 0
(74, 6, 'B4', 'DES_res[4].H_b[74,6,B4]') | 0
(74, 7, 'B1', 'DES_res[4].H_b[74,7,B1]') | 4.0332
(74, 7, 'B2', 'DES_res[4].H_b[74,7,B2]') | 0
(74, 7, 'B3', 'DES_res[4].H_b[74,7,B3]') | 0
(74, 7, 'B4', 'DES_res[4].H_b[74,7,B4]') | 0
(74, 8, 'B1', 'DES_res[4].H_b[74,8,B1]') | 3.3664
(74, 8, 'B2', 'DES_res[4].H_b[74,8,B2]') | 0
(74, 8, 'B3', 'DES_res[4].H_b[74,8,B3]') | 0
(74, 8, 'B4', 'DES_res[4].H_b[74,8,B4]') | 0
(74, 9, 'B1', 'DES_res[4].H_b[74,9,B1]') | 1.1523
(74, 9, 'B2', 'DES_res[4].H_b[74,9,B2]') | 0
(74, 9, 'B3', 'DES_res[4].H_b[74,9,B3]') | 0
(74, 9, 'B4', 'DES_res[4].H_b[74,9,B4]') | 0
(74, 10, 'B1', 'DES_res[4].H_b[74,10,B1]') | 1.2417
(74, 10, 'B2', 'DES_res[4].H_b[74,10,B2]') | 0
(74, 10, 'B3', 'DES_res[4].H_b[74,10,B3]') | 0
(74, 10, 'B4', 'DES_res[4].H_b[74,10,B4]') | 0
(74, 11, 'B1', 'DES_res[4].H_b[74,11,B1]') | 1.6638
(74, 11, 'B2', 'DES_res[4].H_b[74,11,B2]') | 0
(74, 11, 'B3', 'DES_res[4].H_b[74,11,B3]') | 0
(74, 11, 'B4', 'DES_res[4].H_b[74,11,B4]') | 0
(74, 12, 'B1', 'DES_res[4].H_b[74,12,B1]') | 1.0794
(74, 12, 'B2', 'DES_res[4].H_b[74,12,B2]') | 0
(74, 12, 'B3', 'DES_res[4].H_b[74,12,B3]') | 0
(74, 12, 'B4', 'DES_res[4].H_b[74,12,B4]') | 0
(74, 13, 'B1', 'DES_res[4].H_b[74,13,B1]') | 1.0677
(74, 13, 'B2', 'DES_res[4].H_b[74,13,B2]') | 0
(74, 13, 'B3', 'DES_res[4].H_b[74,13,B3]') | 0
(74, 13, 'B4', 'DES_res[4].H_b[74,13,B4]') | 0
(74, 14, 'B1', 'DES_res[4].H_b[74,14,B1]') | 1.137
(74, 14, 'B2', 'DES_res[4].H_b[74,14,B2]') | 0
(74, 14, 'B3', 'DES_res[4].H_b[74,14,B3]') | 0
(74, 14, 'B4', 'DES_res[4].H_b[74,14,B4]') | 0
(74, 15, 'B1', 'DES_res[4].H_b[74,15,B1]') | 1.0324
(74, 15, 'B2', 'DES_res[4].H_b[74,15,B2]') | 0
(74, 15, 'B3', 'DES_res[4].H_b[74,15,B3]') | 0
(74, 15, 'B4', 'DES_res[4].H_b[74,15,B4]') | 0
(74, 16, 'B1', 'DES_res[4].H_b[74,16,B1]') | 1.0888
(74, 16, 'B2', 'DES_res[4].H_b[74,16,B2]') | 0
(74, 16, 'B3', 'DES_res[4].H_b[74,16,B3]') | 0
(74, 16, 'B4', 'DES_res[4].H_b[74,16,B4]') | 0
(74, 17, 'B1', 'DES_res[4].H_b[74,17,B1]') | 1.5286
(74, 17, 'B2', 'DES_res[4].H_b[74,17,B2]') | 0
(74, 17, 'B3', 'DES_res[4].H_b[74,17,B3]') | 0
(74, 17, 'B4', 'DES_res[4].H_b[74,17,B4]') | 0
(74, 18, 'B1', 'DES_res[4].H_b[74,18,B1]') | 4.1307
(74, 18, 'B2', 'DES_res[4].H_b[74,18,B2]') | 0
(74, 18, 'B3', 'DES_res[4].H_b[74,18,B3]') | 0
(74, 18, 'B4', 'DES_res[4].H_b[74,18,B4]') | 0
(74, 19, 'B1', 'DES_res[4].H_b[74,19,B1]') | 3.6675
(74, 19, 'B2', 'DES_res[4].H_b[74,19,B2]') | 0
(74, 19, 'B3', 'DES_res[4].H_b[74,19,B3]') | 0
(74, 19, 'B4', 'DES_res[4].H_b[74,19,B4]') | 0
(74, 20, 'B1', 'DES_res[4].H_b[74,20,B1]') | 3.5111
(74, 20, 'B2', 'DES_res[4].H_b[74,20,B2]') | 0
(74, 20, 'B3', 'DES_res[4].H_b[74,20,B3]') | 0
(74, 20, 'B4', 'DES_res[4].H_b[74,20,B4]') | 0
(74, 21, 'B1', 'DES_res[4].H_b[74,21,B1]') | 3.484
(74, 21, 'B2', 'DES_res[4].H_b[74,21,B2]') | 0
(74, 21, 'B3', 'DES_res[4].H_b[74,21,B3]') | 0
(74, 21, 'B4', 'DES_res[4].H_b[74,21,B4]') | 0
(74, 22, 'B1', 'DES_res[4].H_b[74,22,B1]') | 3.4593
(74, 22, 'B2', 'DES_res[4].H_b[74,22,B2]') | 0
(74, 22, 'B3', 'DES_res[4].H_b[74,22,B3]') | 0
(74, 22, 'B4', 'DES_res[4].H_b[74,22,B4]') | 0
(74, 23, 'B1', 'DES_res[4].H_b[74,23,B1]') | 3.1665
(74, 23, 'B2', 'DES_res[4].H_b[74,23,B2]') | 0
(74, 23, 'B3', 'DES_res[4].H_b[74,23,B3]') | 0
(74, 23, 'B4', 'DES_res[4].H_b[74,23,B4]') | 0
(74, 24, 'B1', 'DES_res[4].H_b[74,24,B1]') | 3.0208
(74, 24, 'B2', 'DES_res[4].H_b[74,24,B2]') | 0
(74, 24, 'B3', 'DES_res[4].H_b[74,24,B3]') | 0
(74, 24, 'B4', 'DES_res[4].H_b[74,24,B4]') | 0
(83, 1, 'B1', 'DES_res[4].H_b[83,1,B1]') | 0.10519
(83, 1, 'B2', 'DES_res[4].H_b[83,1,B2]') | 0
(83, 1, 'B3', 'DES_res[4].H_b[83,1,B3]') | 0
(83, 1, 'B4', 'DES_res[4].H_b[83,1,B4]') | 0
(83, 2, 'B1', 'DES_res[4].H_b[83,2,B1]') | 0.03088
(83, 2, 'B2', 'DES_res[4].H_b[83,2,B2]') | 0
(83, 2, 'B3', 'DES_res[4].H_b[83,2,B3]') | 0
(83, 2, 'B4', 'DES_res[4].H_b[83,2,B4]') | 0
(83, 3, 'B1', 'DES_res[4].H_b[83,3,B1]') | 0.04439
(83, 3, 'B2', 'DES_res[4].H_b[83,3,B2]') | 0
(83, 3, 'B3', 'DES_res[4].H_b[83,3,B3]') | 0
(83, 3, 'B4', 'DES_res[4].H_b[83,3,B4]') | 0
(83, 4, 'B1', 'DES_res[4].H_b[83,4,B1]') | 0.57518
(83, 4, 'B2', 'DES_res[4].H_b[83,4,B2]') | 0
(83, 4, 'B3', 'DES_res[4].H_b[83,4,B3]') | 0
(83, 4, 'B4', 'DES_res[4].H_b[83,4,B4]') | 0
(83, 5, 'B1', 'DES_res[4].H_b[83,5,B1]') | 0.5443
(83, 5, 'B2', 'DES_res[4].H_b[83,5,B2]') | 0
(83, 5, 'B3', 'DES_res[4].H_b[83,5,B3]') | 0
(83, 5, 'B4', 'DES_res[4].H_b[83,5,B4]') | 0
(83, 6, 'B1', 'DES_res[4].H_b[83,6,B1]') | 0.15248
(83, 6, 'B2', 'DES_res[4].H_b[83,6,B2]') | 0
(83, 6, 'B3', 'DES_res[4].H_b[83,6,B3]') | 0
(83, 6, 'B4', 'DES_res[4].H_b[83,6,B4]') | 0
(83, 7, 'B1', 'DES_res[4].H_b[83,7,B1]') | 3.3102
(83, 7, 'B2', 'DES_res[4].H_b[83,7,B2]') | 0
(83, 7, 'B3', 'DES_res[4].H_b[83,7,B3]') | 0
(83, 7, 'B4', 'DES_res[4].H_b[83,7,B4]') | 0
(83, 8, 'B1', 'DES_res[4].H_b[83,8,B1]') | 2.763
(83, 8, 'B2', 'DES_res[4].H_b[83,8,B2]') | 0
(83, 8, 'B3', 'DES_res[4].H_b[83,8,B3]') | 0
(83, 8, 'B4', 'DES_res[4].H_b[83,8,B4]') | 0
(83, 9, 'B1', 'DES_res[4].H_b[83,9,B1]') | 0.94577
(83, 9, 'B2', 'DES_res[4].H_b[83,9,B2]') | 0
(83, 9, 'B3', 'DES_res[4].H_b[83,9,B3]') | 0
(83, 9, 'B4', 'DES_res[4].H_b[83,9,B4]') | 0
(83, 10, 'B1', 'DES_res[4].H_b[83,10,B1]') | 1.0191
(83, 10, 'B2', 'DES_res[4].H_b[83,10,B2]') | 0
(83, 10, 'B3', 'DES_res[4].H_b[83,10,B3]') | 0
(83, 10, 'B4', 'DES_res[4].H_b[83,10,B4]') | 0
(83, 11, 'B1', 'DES_res[4].H_b[83,11,B1]') | 1.3656
(83, 11, 'B2', 'DES_res[4].H_b[83,11,B2]') | 0
(83, 11, 'B3', 'DES_res[4].H_b[83,11,B3]') | 0
(83, 11, 'B4', 'DES_res[4].H_b[83,11,B4]') | 0
(83, 12, 'B1', 'DES_res[4].H_b[83,12,B1]') | 0.88594
(83, 12, 'B2', 'DES_res[4].H_b[83,12,B2]') | 0
(83, 12, 'B3', 'DES_res[4].H_b[83,12,B3]') | 0
(83, 12, 'B4', 'DES_res[4].H_b[83,12,B4]') | 0
(83, 13, 'B1', 'DES_res[4].H_b[83,13,B1]') | 0.87628
(83, 13, 'B2', 'DES_res[4].H_b[83,13,B2]') | 0
(83, 13, 'B3', 'DES_res[4].H_b[83,13,B3]') | 0
(83, 13, 'B4', 'DES_res[4].H_b[83,13,B4]') | 0
(83, 14, 'B1', 'DES_res[4].H_b[83,14,B1]') | 0.93322
(83, 14, 'B2', 'DES_res[4].H_b[83,14,B2]') | 0
(83, 14, 'B3', 'DES_res[4].H_b[83,14,B3]') | 0
(83, 14, 'B4', 'DES_res[4].H_b[83,14,B4]') | 0
(83, 15, 'B1', 'DES_res[4].H_b[83,15,B1]') | 0.84733
(83, 15, 'B2', 'DES_res[4].H_b[83,15,B2]') | 0
(83, 15, 'B3', 'DES_res[4].H_b[83,15,B3]') | 0
(83, 15, 'B4', 'DES_res[4].H_b[83,15,B4]') | 0
(83, 16, 'B1', 'DES_res[4].H_b[83,16,B1]') | 0.89366
(83, 16, 'B2', 'DES_res[4].H_b[83,16,B2]') | 0
(83, 16, 'B3', 'DES_res[4].H_b[83,16,B3]') | 0
(83, 16, 'B4', 'DES_res[4].H_b[83,16,B4]') | 0
(83, 17, 'B1', 'DES_res[4].H_b[83,17,B1]') | 1.2546
(83, 17, 'B2', 'DES_res[4].H_b[83,17,B2]') | 0
(83, 17, 'B3', 'DES_res[4].H_b[83,17,B3]') | 0
(83, 17, 'B4', 'DES_res[4].H_b[83,17,B4]') | 0
(83, 18, 'B1', 'DES_res[4].H_b[83,18,B1]') | 3.3903
(83, 18, 'B2', 'DES_res[4].H_b[83,18,B2]') | 0
(83, 18, 'B3', 'DES_res[4].H_b[83,18,B3]') | 0
(83, 18, 'B4', 'DES_res[4].H_b[83,18,B4]') | 0
(83, 19, 'B1', 'DES_res[4].H_b[83,19,B1]') | 3.0101
(83, 19, 'B2', 'DES_res[4].H_b[83,19,B2]') | 0
(83, 19, 'B3', 'DES_res[4].H_b[83,19,B3]') | 0
(83, 19, 'B4', 'DES_res[4].H_b[83,19,B4]') | 0
(83, 20, 'B1', 'DES_res[4].H_b[83,20,B1]') | 2.8817
(83, 20, 'B2', 'DES_res[4].H_b[83,20,B2]') | 0
(83, 20, 'B3', 'DES_res[4].H_b[83,20,B3]') | 0
(83, 20, 'B4', 'DES_res[4].H_b[83,20,B4]') | 0
(83, 21, 'B1', 'DES_res[4].H_b[83,21,B1]') | 2.8595
(83, 21, 'B2', 'DES_res[4].H_b[83,21,B2]') | 0
(83, 21, 'B3', 'DES_res[4].H_b[83,21,B3]') | 0
(83, 21, 'B4', 'DES_res[4].H_b[83,21,B4]') | 0
(83, 22, 'B1', 'DES_res[4].H_b[83,22,B1]') | 2.8392
(83, 22, 'B2', 'DES_res[4].H_b[83,22,B2]') | 0
(83, 22, 'B3', 'DES_res[4].H_b[83,22,B3]') | 0
(83, 22, 'B4', 'DES_res[4].H_b[83,22,B4]') | 0
(83, 23, 'B1', 'DES_res[4].H_b[83,23,B1]') | 2.5989
(83, 23, 'B2', 'DES_res[4].H_b[83,23,B2]') | 0
(83, 23, 'B3', 'DES_res[4].H_b[83,23,B3]') | 0
(83, 23, 'B4', 'DES_res[4].H_b[83,23,B4]') | 0
(83, 24, 'B1', 'DES_res[4].H_b[83,24,B1]') | 2.4793
(83, 24, 'B2', 'DES_res[4].H_b[83,24,B2]') | 0
(83, 24, 'B3', 'DES_res[4].H_b[83,24,B3]') | 0
(83, 24, 'B4', 'DES_res[4].H_b[83,24,B4]') | 0
(178, 1, 'B1', 'DES_res[4].H_b[178,1,B1]') | 0
(178, 1, 'B2', 'DES_res[4].H_b[178,1,B2]') | 0
(178, 1, 'B3', 'DES_res[4].H_b[178,1,B3]') | 0.22278
(178, 1, 'B4', 'DES_res[4].H_b[178,1,B4]') | 0
(178, 2, 'B1', 'DES_res[4].H_b[178,2,B1]') | 0
(178, 2, 'B2', 'DES_res[4].H_b[178,2,B2]') | 0
(178, 2, 'B3', 'DES_res[4].H_b[178,2,B3]') | 0.0654
(178, 2, 'B4', 'DES_res[4].H_b[178,2,B4]') | 0
(178, 3, 'B1', 'DES_res[4].H_b[178,3,B1]') | 0
(178, 3, 'B2', 'DES_res[4].H_b[178,3,B2]') | 0
(178, 3, 'B3', 'DES_res[4].H_b[178,3,B3]') | 0.09402
(178, 3, 'B4', 'DES_res[4].H_b[178,3,B4]') | 0
(178, 4, 'B1', 'DES_res[4].H_b[178,4,B1]') | 0
(178, 4, 'B2', 'DES_res[4].H_b[178,4,B2]') | 0
(178, 4, 'B3', 'DES_res[4].H_b[178,4,B3]') | 1.2181
(178, 4, 'B4', 'DES_res[4].H_b[178,4,B4]') | 0
(178, 5, 'B1', 'DES_res[4].H_b[178,5,B1]') | 0
(178, 5, 'B2', 'DES_res[4].H_b[178,5,B2]') | 0
(178, 5, 'B3', 'DES_res[4].H_b[178,5,B3]') | 1.1527
(178, 5, 'B4', 'DES_res[4].H_b[178,5,B4]') | 0
(178, 6, 'B1', 'DES_res[4].H_b[178,6,B1]') | 0
(178, 6, 'B2', 'DES_res[4].H_b[178,6,B2]') | 0
(178, 6, 'B3', 'DES_res[4].H_b[178,6,B3]') | 0.32293
(178, 6, 'B4', 'DES_res[4].H_b[178,6,B4]') | 0
(178, 7, 'B1', 'DES_res[4].H_b[178,7,B1]') | 0
(178, 7, 'B2', 'DES_res[4].H_b[178,7,B2]') | 0
(178, 7, 'B3', 'DES_res[4].H_b[178,7,B3]') | 7.0104
(178, 7, 'B4', 'DES_res[4].H_b[178,7,B4]') | 0
(178, 8, 'B1', 'DES_res[4].H_b[178,8,B1]') | 0
(178, 8, 'B2', 'DES_res[4].H_b[178,8,B2]') | 0
(178, 8, 'B3', 'DES_res[4].H_b[178,8,B3]') | 5.8516
(178, 8, 'B4', 'DES_res[4].H_b[178,8,B4]') | 0
(178, 9, 'B1', 'DES_res[4].H_b[178,9,B1]') | 0
(178, 9, 'B2', 'DES_res[4].H_b[178,9,B2]') | 0
(178, 9, 'B3', 'DES_res[4].H_b[178,9,B3]') | 2.003
(178, 9, 'B4', 'DES_res[4].H_b[178,9,B4]') | 0
(178, 10, 'B1', 'DES_res[4].H_b[178,10,B1]') | 0
(178, 10, 'B2', 'DES_res[4].H_b[178,10,B2]') | 0
(178, 10, 'B3', 'DES_res[4].H_b[178,10,B3]') | 2.1583
(178, 10, 'B4', 'DES_res[4].H_b[178,10,B4]') | 0
(178, 11, 'B1', 'DES_res[4].H_b[178,11,B1]') | 0
(178, 11, 'B2', 'DES_res[4].H_b[178,11,B2]') | 0
(178, 11, 'B3', 'DES_res[4].H_b[178,11,B3]') | 2.8921
(178, 11, 'B4', 'DES_res[4].H_b[178,11,B4]') | 0
(178, 12, 'B1', 'DES_res[4].H_b[178,12,B1]') | 0
(178, 12, 'B2', 'DES_res[4].H_b[178,12,B2]') | 0
(178, 12, 'B3', 'DES_res[4].H_b[178,12,B3]') | 1.8763
(178, 12, 'B4', 'DES_res[4].H_b[178,12,B4]') | 0
(178, 13, 'B1', 'DES_res[4].H_b[178,13,B1]') | 0
(178, 13, 'B2', 'DES_res[4].H_b[178,13,B2]') | 0
(178, 13, 'B3', 'DES_res[4].H_b[178,13,B3]') | 1.8558
(178, 13, 'B4', 'DES_res[4].H_b[178,13,B4]') | 0
(178, 14, 'B1', 'DES_res[4].H_b[178,14,B1]') | 0
(178, 14, 'B2', 'DES_res[4].H_b[178,14,B2]') | 0
(178, 14, 'B3', 'DES_res[4].H_b[178,14,B3]') | 1.9764
(178, 14, 'B4', 'DES_res[4].H_b[178,14,B4]') | 0
(178, 15, 'B1', 'DES_res[4].H_b[178,15,B1]') | 0
(178, 15, 'B2', 'DES_res[4].H_b[178,15,B2]') | 0
(178, 15, 'B3', 'DES_res[4].H_b[178,15,B3]') | 1.7945
(178, 15, 'B4', 'DES_res[4].H_b[178,15,B4]') | 0
(178, 16, 'B1', 'DES_res[4].H_b[178,16,B1]') | 0
(178, 16, 'B2', 'DES_res[4].H_b[178,16,B2]') | 0
(178, 16, 'B3', 'DES_res[4].H_b[178,16,B3]') | 1.8926
(178, 16, 'B4', 'DES_res[4].H_b[178,16,B4]') | 0
(178, 17, 'B1', 'DES_res[4].H_b[178,17,B1]') | 0
(178, 17, 'B2', 'DES_res[4].H_b[178,17,B2]') | 0
(178, 17, 'B3', 'DES_res[4].H_b[178,17,B3]') | 2.657
(178, 17, 'B4', 'DES_res[4].H_b[178,17,B4]') | 0
(178, 18, 'B1', 'DES_res[4].H_b[178,18,B1]') | 0
(178, 18, 'B2', 'DES_res[4].H_b[178,18,B2]') | 0
(178, 18, 'B3', 'DES_res[4].H_b[178,18,B3]') | 7.1801
(178, 18, 'B4', 'DES_res[4].H_b[178,18,B4]') | 0
(178, 19, 'B1', 'DES_res[4].H_b[178,19,B1]') | 0
(178, 19, 'B2', 'DES_res[4].H_b[178,19,B2]') | 0
(178, 19, 'B3', 'DES_res[4].H_b[178,19,B3]') | 6.3748
(178, 19, 'B4', 'DES_res[4].H_b[178,19,B4]') | 0
(178, 20, 'B1', 'DES_res[4].H_b[178,20,B1]') | 0
(178, 20, 'B2', 'DES_res[4].H_b[178,20,B2]') | 0
(178, 20, 'B3', 'DES_res[4].H_b[178,20,B3]') | 6.103
(178, 20, 'B4', 'DES_res[4].H_b[178,20,B4]') | 0
(178, 21, 'B1', 'DES_res[4].H_b[178,21,B1]') | 0
(178, 21, 'B2', 'DES_res[4].H_b[178,21,B2]') | 0
(178, 21, 'B3', 'DES_res[4].H_b[178,21,B3]') | 6.056
(178, 21, 'B4', 'DES_res[4].H_b[178,21,B4]') | 0
(178, 22, 'B1', 'DES_res[4].H_b[178,22,B1]') | 0
(178, 22, 'B2', 'DES_res[4].H_b[178,22,B2]') | 0
(178, 22, 'B3', 'DES_res[4].H_b[178,22,B3]') | 6.013
(178, 22, 'B4', 'DES_res[4].H_b[178,22,B4]') | 0
(178, 23, 'B1', 'DES_res[4].H_b[178,23,B1]') | 0
(178, 23, 'B2', 'DES_res[4].H_b[178,23,B2]') | 0
(178, 23, 'B3', 'DES_res[4].H_b[178,23,B3]') | 5.5041
(178, 23, 'B4', 'DES_res[4].H_b[178,23,B4]') | 0
(178, 24, 'B1', 'DES_res[4].H_b[178,24,B1]') | 0
(178, 24, 'B2', 'DES_res[4].H_b[178,24,B2]') | 0
(178, 24, 'B3', 'DES_res[4].H_b[178,24,B3]') | 5.2507
(178, 24, 'B4', 'DES_res[4].H_b[178,24,B4]') | 0
(208, 1, 'B1', 'DES_res[4].H_b[208,1,B1]') | 0
(208, 1, 'B2', 'DES_res[4].H_b[208,1,B2]') | 0
(208, 1, 'B3', 'DES_res[4].H_b[208,1,B3]') | 0.21618
(208, 1, 'B4', 'DES_res[4].H_b[208,1,B4]') | 0
(208, 2, 'B1', 'DES_res[4].H_b[208,2,B1]') | 0
(208, 2, 'B2', 'DES_res[4].H_b[208,2,B2]') | 0
(208, 2, 'B3', 'DES_res[4].H_b[208,2,B3]') | 0.06347
(208, 2, 'B4', 'DES_res[4].H_b[208,2,B4]') | 0
(208, 3, 'B1', 'DES_res[4].H_b[208,3,B1]') | 0
(208, 3, 'B2', 'DES_res[4].H_b[208,3,B2]') | 0
(208, 3, 'B3', 'DES_res[4].H_b[208,3,B3]') | 0.09123
(208, 3, 'B4', 'DES_res[4].H_b[208,3,B4]') | 0
(208, 4, 'B1', 'DES_res[4].H_b[208,4,B1]') | 0
(208, 4, 'B2', 'DES_res[4].H_b[208,4,B2]') | 0
(208, 4, 'B3', 'DES_res[4].H_b[208,4,B3]') | 1.1821
(208, 4, 'B4', 'DES_res[4].H_b[208,4,B4]') | 0
(208, 5, 'B1', 'DES_res[4].H_b[208,5,B1]') | 0
(208, 5, 'B2', 'DES_res[4].H_b[208,5,B2]') | 0
(208, 5, 'B3', 'DES_res[4].H_b[208,5,B3]') | 1.1186
(208, 5, 'B4', 'DES_res[4].H_b[208,5,B4]') | 0
(208, 6, 'B1', 'DES_res[4].H_b[208,6,B1]') | 0
(208, 6, 'B2', 'DES_res[4].H_b[208,6,B2]') | 0
(208, 6, 'B3', 'DES_res[4].H_b[208,6,B3]') | 0.31337
(208, 6, 'B4', 'DES_res[4].H_b[208,6,B4]') | 0
(208, 7, 'B1', 'DES_res[4].H_b[208,7,B1]') | 0
(208, 7, 'B2', 'DES_res[4].H_b[208,7,B2]') | 0
(208, 7, 'B3', 'DES_res[4].H_b[208,7,B3]') | 6.8029
(208, 7, 'B4', 'DES_res[4].H_b[208,7,B4]') | 0
(208, 8, 'B1', 'DES_res[4].H_b[208,8,B1]') | 0
(208, 8, 'B2', 'DES_res[4].H_b[208,8,B2]') | 0
(208, 8, 'B3', 'DES_res[4].H_b[208,8,B3]') | 5.6783
(208, 8, 'B4', 'DES_res[4].H_b[208,8,B4]') | 0
(208, 9, 'B1', 'DES_res[4].H_b[208,9,B1]') | 0
(208, 9, 'B2', 'DES_res[4].H_b[208,9,B2]') | 0
(208, 9, 'B3', 'DES_res[4].H_b[208,9,B3]') | 1.9437
(208, 9, 'B4', 'DES_res[4].H_b[208,9,B4]') | 0
(208, 10, 'B1', 'DES_res[4].H_b[208,10,B1]') | 0
(208, 10, 'B2', 'DES_res[4].H_b[208,10,B2]') | 0
(208, 10, 'B3', 'DES_res[4].H_b[208,10,B3]') | 2.0944
(208, 10, 'B4', 'DES_res[4].H_b[208,10,B4]') | 0
(208, 11, 'B1', 'DES_res[4].H_b[208,11,B1]') | 0
(208, 11, 'B2', 'DES_res[4].H_b[208,11,B2]') | 0
(208, 11, 'B3', 'DES_res[4].H_b[208,11,B3]') | 2.8064
(208, 11, 'B4', 'DES_res[4].H_b[208,11,B4]') | 0
(208, 12, 'B1', 'DES_res[4].H_b[208,12,B1]') | 0
(208, 12, 'B2', 'DES_res[4].H_b[208,12,B2]') | 0
(208, 12, 'B3', 'DES_res[4].H_b[208,12,B3]') | 1.8207
(208, 12, 'B4', 'DES_res[4].H_b[208,12,B4]') | 0
(208, 13, 'B1', 'DES_res[4].H_b[208,13,B1]') | 0
(208, 13, 'B2', 'DES_res[4].H_b[208,13,B2]') | 0
(208, 13, 'B3', 'DES_res[4].H_b[208,13,B3]') | 1.8009
(208, 13, 'B4', 'DES_res[4].H_b[208,13,B4]') | 0
(208, 14, 'B1', 'DES_res[4].H_b[208,14,B1]') | 0
(208, 14, 'B2', 'DES_res[4].H_b[208,14,B2]') | 0
(208, 14, 'B3', 'DES_res[4].H_b[208,14,B3]') | 1.9179
(208, 14, 'B4', 'DES_res[4].H_b[208,14,B4]') | 0
(208, 15, 'B1', 'DES_res[4].H_b[208,15,B1]') | 0
(208, 15, 'B2', 'DES_res[4].H_b[208,15,B2]') | 0
(208, 15, 'B3', 'DES_res[4].H_b[208,15,B3]') | 1.7414
(208, 15, 'B4', 'DES_res[4].H_b[208,15,B4]') | 0
(208, 16, 'B1', 'DES_res[4].H_b[208,16,B1]') | 0
(208, 16, 'B2', 'DES_res[4].H_b[208,16,B2]') | 0
(208, 16, 'B3', 'DES_res[4].H_b[208,16,B3]') | 1.8366
(208, 16, 'B4', 'DES_res[4].H_b[208,16,B4]') | 0
(208, 17, 'B1', 'DES_res[4].H_b[208,17,B1]') | 0
(208, 17, 'B2', 'DES_res[4].H_b[208,17,B2]') | 0
(208, 17, 'B3', 'DES_res[4].H_b[208,17,B3]') | 2.5783
(208, 17, 'B4', 'DES_res[4].H_b[208,17,B4]') | 0
(208, 18, 'B1', 'DES_res[4].H_b[208,18,B1]') | 0
(208, 18, 'B2', 'DES_res[4].H_b[208,18,B2]') | 0
(208, 18, 'B3', 'DES_res[4].H_b[208,18,B3]') | 6.9675
(208, 18, 'B4', 'DES_res[4].H_b[208,18,B4]') | 0
(208, 19, 'B1', 'DES_res[4].H_b[208,19,B1]') | 0
(208, 19, 'B2', 'DES_res[4].H_b[208,19,B2]') | 0
(208, 19, 'B3', 'DES_res[4].H_b[208,19,B3]') | 6.1861
(208, 19, 'B4', 'DES_res[4].H_b[208,19,B4]') | 0
(208, 20, 'B1', 'DES_res[4].H_b[208,20,B1]') | 0
(208, 20, 'B2', 'DES_res[4].H_b[208,20,B2]') | 0
(208, 20, 'B3', 'DES_res[4].H_b[208,20,B3]') | 5.9223
(208, 20, 'B4', 'DES_res[4].H_b[208,20,B4]') | 0
(208, 21, 'B1', 'DES_res[4].H_b[208,21,B1]') | 0
(208, 21, 'B2', 'DES_res[4].H_b[208,21,B2]') | 0
(208, 21, 'B3', 'DES_res[4].H_b[208,21,B3]') | 5.8766
(208, 21, 'B4', 'DES_res[4].H_b[208,21,B4]') | 0
(208, 22, 'B1', 'DES_res[4].H_b[208,22,B1]') | 0
(208, 22, 'B2', 'DES_res[4].H_b[208,22,B2]') | 0
(208, 22, 'B3', 'DES_res[4].H_b[208,22,B3]') | 5.835
(208, 22, 'B4', 'DES_res[4].H_b[208,22,B4]') | 0
(208, 23, 'B1', 'DES_res[4].H_b[208,23,B1]') | 0
(208, 23, 'B2', 'DES_res[4].H_b[208,23,B2]') | 0
(208, 23, 'B3', 'DES_res[4].H_b[208,23,B3]') | 5.3411
(208, 23, 'B4', 'DES_res[4].H_b[208,23,B4]') | 0
(208, 24, 'B1', 'DES_res[4].H_b[208,24,B1]') | 0
(208, 24, 'B2', 'DES_res[4].H_b[208,24,B2]') | 0
(208, 24, 'B3', 'DES_res[4].H_b[208,24,B3]') | 5.0952
(208, 24, 'B4', 'DES_res[4].H_b[208,24,B4]') | 0
(225, 1, 'B1', 'DES_res[4].H_b[225,1,B1]') | 0
(225, 1, 'B2', 'DES_res[4].H_b[225,1,B2]') | 0
(225, 1, 'B3', 'DES_res[4].H_b[225,1,B3]') | 0.33837
(225, 1, 'B4', 'DES_res[4].H_b[225,1,B4]') | 0
(225, 2, 'B1', 'DES_res[4].H_b[225,2,B1]') | 0
(225, 2, 'B2', 'DES_res[4].H_b[225,2,B2]') | 0
(225, 2, 'B3', 'DES_res[4].H_b[225,2,B3]') | 0.09934
(225, 2, 'B4', 'DES_res[4].H_b[225,2,B4]') | 0
(225, 3, 'B1', 'DES_res[4].H_b[225,3,B1]') | 0
(225, 3, 'B2', 'DES_res[4].H_b[225,3,B2]') | 0
(225, 3, 'B3', 'DES_res[4].H_b[225,3,B3]') | 0.1428
(225, 3, 'B4', 'DES_res[4].H_b[225,3,B4]') | 0
(225, 4, 'B1', 'DES_res[4].H_b[225,4,B1]') | 0
(225, 4, 'B2', 'DES_res[4].H_b[225,4,B2]') | 0
(225, 4, 'B3', 'DES_res[4].H_b[225,4,B3]') | 1.8501
(225, 4, 'B4', 'DES_res[4].H_b[225,4,B4]') | 0
(225, 5, 'B1', 'DES_res[4].H_b[225,5,B1]') | 0
(225, 5, 'B2', 'DES_res[4].H_b[225,5,B2]') | 0
(225, 5, 'B3', 'DES_res[4].H_b[225,5,B3]') | 1.7508
(225, 5, 'B4', 'DES_res[4].H_b[225,5,B4]') | 0
(225, 6, 'B1', 'DES_res[4].H_b[225,6,B1]') | 0
(225, 6, 'B2', 'DES_res[4].H_b[225,6,B2]') | 0
(225, 6, 'B3', 'DES_res[4].H_b[225,6,B3]') | 0.49048
(225, 6, 'B4', 'DES_res[4].H_b[225,6,B4]') | 0
(225, 7, 'B1', 'DES_res[4].H_b[225,7,B1]') | 0
(225, 7, 'B2', 'DES_res[4].H_b[225,7,B2]') | 0
(225, 7, 'B3', 'DES_res[4].H_b[225,7,B3]') | 10.6477
(225, 7, 'B4', 'DES_res[4].H_b[225,7,B4]') | 0
(225, 8, 'B1', 'DES_res[4].H_b[225,8,B1]') | 0
(225, 8, 'B2', 'DES_res[4].H_b[225,8,B2]') | 0
(225, 8, 'B3', 'DES_res[4].H_b[225,8,B3]') | 8.8876
(225, 8, 'B4', 'DES_res[4].H_b[225,8,B4]') | 0
(225, 9, 'B1', 'DES_res[4].H_b[225,9,B1]') | 0
(225, 9, 'B2', 'DES_res[4].H_b[225,9,B2]') | 0
(225, 9, 'B3', 'DES_res[4].H_b[225,9,B3]') | 3.0422
(225, 9, 'B4', 'DES_res[4].H_b[225,9,B4]') | 0
(225, 10, 'B1', 'DES_res[4].H_b[225,10,B1]') | 0
(225, 10, 'B2', 'DES_res[4].H_b[225,10,B2]') | 0
(225, 10, 'B3', 'DES_res[4].H_b[225,10,B3]') | 3.2781
(225, 10, 'B4', 'DES_res[4].H_b[225,10,B4]') | 0
(225, 11, 'B1', 'DES_res[4].H_b[225,11,B1]') | 0
(225, 11, 'B2', 'DES_res[4].H_b[225,11,B2]') | 0
(225, 11, 'B3', 'DES_res[4].H_b[225,11,B3]') | 4.3926
(225, 11, 'B4', 'DES_res[4].H_b[225,11,B4]') | 0
(225, 12, 'B1', 'DES_res[4].H_b[225,12,B1]') | 0
(225, 12, 'B2', 'DES_res[4].H_b[225,12,B2]') | 0
(225, 12, 'B3', 'DES_res[4].H_b[225,12,B3]') | 2.8497
(225, 12, 'B4', 'DES_res[4].H_b[225,12,B4]') | 0
(225, 13, 'B1', 'DES_res[4].H_b[225,13,B1]') | 0
(225, 13, 'B2', 'DES_res[4].H_b[225,13,B2]') | 0
(225, 13, 'B3', 'DES_res[4].H_b[225,13,B3]') | 2.8187
(225, 13, 'B4', 'DES_res[4].H_b[225,13,B4]') | 0
(225, 14, 'B1', 'DES_res[4].H_b[225,14,B1]') | 0
(225, 14, 'B2', 'DES_res[4].H_b[225,14,B2]') | 0
(225, 14, 'B3', 'DES_res[4].H_b[225,14,B3]') | 3.0018
(225, 14, 'B4', 'DES_res[4].H_b[225,14,B4]') | 0
(225, 15, 'B1', 'DES_res[4].H_b[225,15,B1]') | 0
(225, 15, 'B2', 'DES_res[4].H_b[225,15,B2]') | 0
(225, 15, 'B3', 'DES_res[4].H_b[225,15,B3]') | 2.7256
(225, 15, 'B4', 'DES_res[4].H_b[225,15,B4]') | 0
(225, 16, 'B1', 'DES_res[4].H_b[225,16,B1]') | 0
(225, 16, 'B2', 'DES_res[4].H_b[225,16,B2]') | 0
(225, 16, 'B3', 'DES_res[4].H_b[225,16,B3]') | 2.8746
(225, 16, 'B4', 'DES_res[4].H_b[225,16,B4]') | 0
(225, 17, 'B1', 'DES_res[4].H_b[225,17,B1]') | 0
(225, 17, 'B2', 'DES_res[4].H_b[225,17,B2]') | 0
(225, 17, 'B3', 'DES_res[4].H_b[225,17,B3]') | 4.0356
(225, 17, 'B4', 'DES_res[4].H_b[225,17,B4]') | 0
(225, 18, 'B1', 'DES_res[4].H_b[225,18,B1]') | 0
(225, 18, 'B2', 'DES_res[4].H_b[225,18,B2]') | 0
(225, 18, 'B3', 'DES_res[4].H_b[225,18,B3]') | 10.9054
(225, 18, 'B4', 'DES_res[4].H_b[225,18,B4]') | 0
(225, 19, 'B1', 'DES_res[4].H_b[225,19,B1]') | 0
(225, 19, 'B2', 'DES_res[4].H_b[225,19,B2]') | 0
(225, 19, 'B3', 'DES_res[4].H_b[225,19,B3]') | 9.6823
(225, 19, 'B4', 'DES_res[4].H_b[225,19,B4]') | 0
(225, 20, 'B1', 'DES_res[4].H_b[225,20,B1]') | 0
(225, 20, 'B2', 'DES_res[4].H_b[225,20,B2]') | 0
(225, 20, 'B3', 'DES_res[4].H_b[225,20,B3]') | 9.2694
(225, 20, 'B4', 'DES_res[4].H_b[225,20,B4]') | 0
(225, 21, 'B1', 'DES_res[4].H_b[225,21,B1]') | 0
(225, 21, 'B2', 'DES_res[4].H_b[225,21,B2]') | 0
(225, 21, 'B3', 'DES_res[4].H_b[225,21,B3]') | 9.198
(225, 21, 'B4', 'DES_res[4].H_b[225,21,B4]') | 0
(225, 22, 'B1', 'DES_res[4].H_b[225,22,B1]') | 0
(225, 22, 'B2', 'DES_res[4].H_b[225,22,B2]') | 0
(225, 22, 'B3', 'DES_res[4].H_b[225,22,B3]') | 9.1328
(225, 22, 'B4', 'DES_res[4].H_b[225,22,B4]') | 0
(225, 23, 'B1', 'DES_res[4].H_b[225,23,B1]') | 0
(225, 23, 'B2', 'DES_res[4].H_b[225,23,B2]') | 0
(225, 23, 'B3', 'DES_res[4].H_b[225,23,B3]') | 8.3598
(225, 23, 'B4', 'DES_res[4].H_b[225,23,B4]') | 0
(225, 24, 'B1', 'DES_res[4].H_b[225,24,B1]') | 0
(225, 24, 'B2', 'DES_res[4].H_b[225,24,B2]') | 0
(225, 24, 'B3', 'DES_res[4].H_b[225,24,B3]') | 7.9749
(225, 24, 'B4', 'DES_res[4].H_b[225,24,B4]') | 0
(248, 1, 'B1', 'DES_res[4].H_b[248,1,B1]') | 0
(248, 1, 'B2', 'DES_res[4].H_b[248,1,B2]') | 0
(248, 1, 'B3', 'DES_res[4].H_b[248,1,B3]') | 0.28857
(248, 1, 'B4', 'DES_res[4].H_b[248,1,B4]') | 0
(248, 2, 'B1', 'DES_res[4].H_b[248,2,B1]') | 0
(248, 2, 'B2', 'DES_res[4].H_b[248,2,B2]') | 0
(248, 2, 'B3', 'DES_res[4].H_b[248,2,B3]') | 0.08472
(248, 2, 'B4', 'DES_res[4].H_b[248,2,B4]') | 0
(248, 3, 'B1', 'DES_res[4].H_b[248,3,B1]') | 0
(248, 3, 'B2', 'DES_res[4].H_b[248,3,B2]') | 0
(248, 3, 'B3', 'DES_res[4].H_b[248,3,B3]') | 0.12178
(248, 3, 'B4', 'DES_res[4].H_b[248,3,B4]') | 0
(248, 4, 'B1', 'DES_res[4].H_b[248,4,B1]') | 0
(248, 4, 'B2', 'DES_res[4].H_b[248,4,B2]') | 0
(248, 4, 'B3', 'DES_res[4].H_b[248,4,B3]') | 1.5779
(248, 4, 'B4', 'DES_res[4].H_b[248,4,B4]') | 0
(248, 5, 'B1', 'DES_res[4].H_b[248,5,B1]') | 0
(248, 5, 'B2', 'DES_res[4].H_b[248,5,B2]') | 0
(248, 5, 'B3', 'DES_res[4].H_b[248,5,B3]') | 1.4932
(248, 5, 'B4', 'DES_res[4].H_b[248,5,B4]') | 0
(248, 6, 'B1', 'DES_res[4].H_b[248,6,B1]') | 0
(248, 6, 'B2', 'DES_res[4].H_b[248,6,B2]') | 0
(248, 6, 'B3', 'DES_res[4].H_b[248,6,B3]') | 0.4183
(248, 6, 'B4', 'DES_res[4].H_b[248,6,B4]') | 0
(248, 7, 'B1', 'DES_res[4].H_b[248,7,B1]') | 0
(248, 7, 'B2', 'DES_res[4].H_b[248,7,B2]') | 0
(248, 7, 'B3', 'DES_res[4].H_b[248,7,B3]') | 9.0808
(248, 7, 'B4', 'DES_res[4].H_b[248,7,B4]') | 0
(248, 8, 'B1', 'DES_res[4].H_b[248,8,B1]') | 0
(248, 8, 'B2', 'DES_res[4].H_b[248,8,B2]') | 0
(248, 8, 'B3', 'DES_res[4].H_b[248,8,B3]') | 7.5797
(248, 8, 'B4', 'DES_res[4].H_b[248,8,B4]') | 0
(248, 9, 'B1', 'DES_res[4].H_b[248,9,B1]') | 0
(248, 9, 'B2', 'DES_res[4].H_b[248,9,B2]') | 0
(248, 9, 'B3', 'DES_res[4].H_b[248,9,B3]') | 2.5945
(248, 9, 'B4', 'DES_res[4].H_b[248,9,B4]') | 0
(248, 10, 'B1', 'DES_res[4].H_b[248,10,B1]') | 0
(248, 10, 'B2', 'DES_res[4].H_b[248,10,B2]') | 0
(248, 10, 'B3', 'DES_res[4].H_b[248,10,B3]') | 2.7957
(248, 10, 'B4', 'DES_res[4].H_b[248,10,B4]') | 0
(248, 11, 'B1', 'DES_res[4].H_b[248,11,B1]') | 0
(248, 11, 'B2', 'DES_res[4].H_b[248,11,B2]') | 0
(248, 11, 'B3', 'DES_res[4].H_b[248,11,B3]') | 3.7462
(248, 11, 'B4', 'DES_res[4].H_b[248,11,B4]') | 0
(248, 12, 'B1', 'DES_res[4].H_b[248,12,B1]') | 0
(248, 12, 'B2', 'DES_res[4].H_b[248,12,B2]') | 0
(248, 12, 'B3', 'DES_res[4].H_b[248,12,B3]') | 2.4304
(248, 12, 'B4', 'DES_res[4].H_b[248,12,B4]') | 0
(248, 13, 'B1', 'DES_res[4].H_b[248,13,B1]') | 0
(248, 13, 'B2', 'DES_res[4].H_b[248,13,B2]') | 0
(248, 13, 'B3', 'DES_res[4].H_b[248,13,B3]') | 2.4039
(248, 13, 'B4', 'DES_res[4].H_b[248,13,B4]') | 0
(248, 14, 'B1', 'DES_res[4].H_b[248,14,B1]') | 0
(248, 14, 'B2', 'DES_res[4].H_b[248,14,B2]') | 0
(248, 14, 'B3', 'DES_res[4].H_b[248,14,B3]') | 2.5601
(248, 14, 'B4', 'DES_res[4].H_b[248,14,B4]') | 0
(248, 15, 'B1', 'DES_res[4].H_b[248,15,B1]') | 0
(248, 15, 'B2', 'DES_res[4].H_b[248,15,B2]') | 0
(248, 15, 'B3', 'DES_res[4].H_b[248,15,B3]') | 2.3245
(248, 15, 'B4', 'DES_res[4].H_b[248,15,B4]') | 0
(248, 16, 'B1', 'DES_res[4].H_b[248,16,B1]') | 0
(248, 16, 'B2', 'DES_res[4].H_b[248,16,B2]') | 0
(248, 16, 'B3', 'DES_res[4].H_b[248,16,B3]') | 2.4516
(248, 16, 'B4', 'DES_res[4].H_b[248,16,B4]') | 0
(248, 17, 'B1', 'DES_res[4].H_b[248,17,B1]') | 0
(248, 17, 'B2', 'DES_res[4].H_b[248,17,B2]') | 0
(248, 17, 'B3', 'DES_res[4].H_b[248,17,B3]') | 3.4417
(248, 17, 'B4', 'DES_res[4].H_b[248,17,B4]') | 0
(248, 18, 'B1', 'DES_res[4].H_b[248,18,B1]') | 0
(248, 18, 'B2', 'DES_res[4].H_b[248,18,B2]') | 0
(248, 18, 'B3', 'DES_res[4].H_b[248,18,B3]') | 9.3005
(248, 18, 'B4', 'DES_res[4].H_b[248,18,B4]') | 0
(248, 19, 'B1', 'DES_res[4].H_b[248,19,B1]') | 0
(248, 19, 'B2', 'DES_res[4].H_b[248,19,B2]') | 0
(248, 19, 'B3', 'DES_res[4].H_b[248,19,B3]') | 8.2574
(248, 19, 'B4', 'DES_res[4].H_b[248,19,B4]') | 0
(248, 20, 'B1', 'DES_res[4].H_b[248,20,B1]') | 0
(248, 20, 'B2', 'DES_res[4].H_b[248,20,B2]') | 0
(248, 20, 'B3', 'DES_res[4].H_b[248,20,B3]') | 7.9053
(248, 20, 'B4', 'DES_res[4].H_b[248,20,B4]') | 0
(248, 21, 'B1', 'DES_res[4].H_b[248,21,B1]') | 0
(248, 21, 'B2', 'DES_res[4].H_b[248,21,B2]') | 0
(248, 21, 'B3', 'DES_res[4].H_b[248,21,B3]') | 7.8444
(248, 21, 'B4', 'DES_res[4].H_b[248,21,B4]') | 0
(248, 22, 'B1', 'DES_res[4].H_b[248,22,B1]') | 0
(248, 22, 'B2', 'DES_res[4].H_b[248,22,B2]') | 0
(248, 22, 'B3', 'DES_res[4].H_b[248,22,B3]') | 7.7888
(248, 22, 'B4', 'DES_res[4].H_b[248,22,B4]') | 0
(248, 23, 'B1', 'DES_res[4].H_b[248,23,B1]') | 0
(248, 23, 'B2', 'DES_res[4].H_b[248,23,B2]') | 0
(248, 23, 'B3', 'DES_res[4].H_b[248,23,B3]') | 7.1296
(248, 23, 'B4', 'DES_res[4].H_b[248,23,B4]') | 0
(248, 24, 'B1', 'DES_res[4].H_b[248,24,B1]') | 0
(248, 24, 'B2', 'DES_res[4].H_b[248,24,B2]') | 0
(248, 24, 'B3', 'DES_res[4].H_b[248,24,B3]') | 6.8013
(248, 24, 'B4', 'DES_res[4].H_b[248,24,B4]') | 0
(249, 1, 'B1', 'DES_res[4].H_b[249,1,B1]') | 0.12744
(249, 1, 'B2', 'DES_res[4].H_b[249,1,B2]') | 0
(249, 1, 'B3', 'DES_res[4].H_b[249,1,B3]') | 0
(249, 1, 'B4', 'DES_res[4].H_b[249,1,B4]') | 0
(249, 2, 'B1', 'DES_res[4].H_b[249,2,B1]') | 0.03741
(249, 2, 'B2', 'DES_res[4].H_b[249,2,B2]') | 0
(249, 2, 'B3', 'DES_res[4].H_b[249,2,B3]') | 0
(249, 2, 'B4', 'DES_res[4].H_b[249,2,B4]') | 0
(249, 3, 'B1', 'DES_res[4].H_b[249,3,B1]') | 0.05378
(249, 3, 'B2', 'DES_res[4].H_b[249,3,B2]') | 0
(249, 3, 'B3', 'DES_res[4].H_b[249,3,B3]') | 0
(249, 3, 'B4', 'DES_res[4].H_b[249,3,B4]') | 0
(249, 4, 'B1', 'DES_res[4].H_b[249,4,B1]') | 0.69684
(249, 4, 'B2', 'DES_res[4].H_b[249,4,B2]') | 0
(249, 4, 'B3', 'DES_res[4].H_b[249,4,B3]') | 0
(249, 4, 'B4', 'DES_res[4].H_b[249,4,B4]') | 0
(249, 5, 'B1', 'DES_res[4].H_b[249,5,B1]') | 0.65943
(249, 5, 'B2', 'DES_res[4].H_b[249,5,B2]') | 0
(249, 5, 'B3', 'DES_res[4].H_b[249,5,B3]') | 0
(249, 5, 'B4', 'DES_res[4].H_b[249,5,B4]') | 0
(249, 6, 'B1', 'DES_res[4].H_b[249,6,B1]') | 0.18473
(249, 6, 'B2', 'DES_res[4].H_b[249,6,B2]') | 0
(249, 6, 'B3', 'DES_res[4].H_b[249,6,B3]') | 0
(249, 6, 'B4', 'DES_res[4].H_b[249,6,B4]') | 0
(249, 7, 'B1', 'DES_res[4].H_b[249,7,B1]') | 4.0103
(249, 7, 'B2', 'DES_res[4].H_b[249,7,B2]') | 0
(249, 7, 'B3', 'DES_res[4].H_b[249,7,B3]') | 0
(249, 7, 'B4', 'DES_res[4].H_b[249,7,B4]') | 0
(249, 8, 'B1', 'DES_res[4].H_b[249,8,B1]') | 3.3474
(249, 8, 'B2', 'DES_res[4].H_b[249,8,B2]') | 0
(249, 8, 'B3', 'DES_res[4].H_b[249,8,B3]') | 0
(249, 8, 'B4', 'DES_res[4].H_b[249,8,B4]') | 0
(249, 9, 'B1', 'DES_res[4].H_b[249,9,B1]') | 1.1458
(249, 9, 'B2', 'DES_res[4].H_b[249,9,B2]') | 0
(249, 9, 'B3', 'DES_res[4].H_b[249,9,B3]') | 0
(249, 9, 'B4', 'DES_res[4].H_b[249,9,B4]') | 0
(249, 10, 'B1', 'DES_res[4].H_b[249,10,B1]') | 1.2347
(249, 10, 'B2', 'DES_res[4].H_b[249,10,B2]') | 0
(249, 10, 'B3', 'DES_res[4].H_b[249,10,B3]') | 0
(249, 10, 'B4', 'DES_res[4].H_b[249,10,B4]') | 0
(249, 11, 'B1', 'DES_res[4].H_b[249,11,B1]') | 1.6544
(249, 11, 'B2', 'DES_res[4].H_b[249,11,B2]') | 0
(249, 11, 'B3', 'DES_res[4].H_b[249,11,B3]') | 0
(249, 11, 'B4', 'DES_res[4].H_b[249,11,B4]') | 0
(249, 12, 'B1', 'DES_res[4].H_b[249,12,B1]') | 1.0733
(249, 12, 'B2', 'DES_res[4].H_b[249,12,B2]') | 0
(249, 12, 'B3', 'DES_res[4].H_b[249,12,B3]') | 0
(249, 12, 'B4', 'DES_res[4].H_b[249,12,B4]') | 0
(249, 13, 'B1', 'DES_res[4].H_b[249,13,B1]') | 1.0616
(249, 13, 'B2', 'DES_res[4].H_b[249,13,B2]') | 0
(249, 13, 'B3', 'DES_res[4].H_b[249,13,B3]') | 0
(249, 13, 'B4', 'DES_res[4].H_b[249,13,B4]') | 0
(249, 14, 'B1', 'DES_res[4].H_b[249,14,B1]') | 1.1306
(249, 14, 'B2', 'DES_res[4].H_b[249,14,B2]') | 0
(249, 14, 'B3', 'DES_res[4].H_b[249,14,B3]') | 0
(249, 14, 'B4', 'DES_res[4].H_b[249,14,B4]') | 0
(249, 15, 'B1', 'DES_res[4].H_b[249,15,B1]') | 1.0266
(249, 15, 'B2', 'DES_res[4].H_b[249,15,B2]') | 0
(249, 15, 'B3', 'DES_res[4].H_b[249,15,B3]') | 0
(249, 15, 'B4', 'DES_res[4].H_b[249,15,B4]') | 0
(249, 16, 'B1', 'DES_res[4].H_b[249,16,B1]') | 1.0827
(249, 16, 'B2', 'DES_res[4].H_b[249,16,B2]') | 0
(249, 16, 'B3', 'DES_res[4].H_b[249,16,B3]') | 0
(249, 16, 'B4', 'DES_res[4].H_b[249,16,B4]') | 0
(249, 17, 'B1', 'DES_res[4].H_b[249,17,B1]') | 1.52
(249, 17, 'B2', 'DES_res[4].H_b[249,17,B2]') | 0
(249, 17, 'B3', 'DES_res[4].H_b[249,17,B3]') | 0
(249, 17, 'B4', 'DES_res[4].H_b[249,17,B4]') | 0
(249, 18, 'B1', 'DES_res[4].H_b[249,18,B1]') | 4.1074
(249, 18, 'B2', 'DES_res[4].H_b[249,18,B2]') | 0
(249, 18, 'B3', 'DES_res[4].H_b[249,18,B3]') | 0
(249, 18, 'B4', 'DES_res[4].H_b[249,18,B4]') | 0
(249, 19, 'B1', 'DES_res[4].H_b[249,19,B1]') | 3.6467
(249, 19, 'B2', 'DES_res[4].H_b[249,19,B2]') | 0
(249, 19, 'B3', 'DES_res[4].H_b[249,19,B3]') | 0
(249, 19, 'B4', 'DES_res[4].H_b[249,19,B4]') | 0
(249, 20, 'B1', 'DES_res[4].H_b[249,20,B1]') | 3.4912
(249, 20, 'B2', 'DES_res[4].H_b[249,20,B2]') | 0
(249, 20, 'B3', 'DES_res[4].H_b[249,20,B3]') | 0
(249, 20, 'B4', 'DES_res[4].H_b[249,20,B4]') | 0
(249, 21, 'B1', 'DES_res[4].H_b[249,21,B1]') | 3.4643
(249, 21, 'B2', 'DES_res[4].H_b[249,21,B2]') | 0
(249, 21, 'B3', 'DES_res[4].H_b[249,21,B3]') | 0
(249, 21, 'B4', 'DES_res[4].H_b[249,21,B4]') | 0
(249, 22, 'B1', 'DES_res[4].H_b[249,22,B1]') | 3.4398
(249, 22, 'B2', 'DES_res[4].H_b[249,22,B2]') | 0
(249, 22, 'B3', 'DES_res[4].H_b[249,22,B3]') | 0
(249, 22, 'B4', 'DES_res[4].H_b[249,22,B4]') | 0
(249, 23, 'B1', 'DES_res[4].H_b[249,23,B1]') | 3.1486
(249, 23, 'B2', 'DES_res[4].H_b[249,23,B2]') | 0
(249, 23, 'B3', 'DES_res[4].H_b[249,23,B3]') | 0
(249, 23, 'B4', 'DES_res[4].H_b[249,23,B4]') | 0
(249, 24, 'B1', 'DES_res[4].H_b[249,24,B1]') | 3.0037
(249, 24, 'B2', 'DES_res[4].H_b[249,24,B2]') | 0
(249, 24, 'B3', 'DES_res[4].H_b[249,24,B3]') | 0
(249, 24, 'B4', 'DES_res[4].H_b[249,24,B4]') | 0
(264, 1, 'B1', 'DES_res[4].H_b[264,1,B1]') | 0.06003
(264, 1, 'B2', 'DES_res[4].H_b[264,1,B2]') | 0
(264, 1, 'B3', 'DES_res[4].H_b[264,1,B3]') | 0
(264, 1, 'B4', 'DES_res[4].H_b[264,1,B4]') | 0
(264, 2, 'B1', 'DES_res[4].H_b[264,2,B1]') | 0.01762
(264, 2, 'B2', 'DES_res[4].H_b[264,2,B2]') | 0
(264, 2, 'B3', 'DES_res[4].H_b[264,2,B3]') | 0
(264, 2, 'B4', 'DES_res[4].H_b[264,2,B4]') | 0
(264, 3, 'B1', 'DES_res[4].H_b[264,3,B1]') | 0.02534
(264, 3, 'B2', 'DES_res[4].H_b[264,3,B2]') | 0
(264, 3, 'B3', 'DES_res[4].H_b[264,3,B3]') | 0
(264, 3, 'B4', 'DES_res[4].H_b[264,3,B4]') | 0
(264, 4, 'B1', 'DES_res[4].H_b[264,4,B1]') | 0.32826
(264, 4, 'B2', 'DES_res[4].H_b[264,4,B2]') | 0
(264, 4, 'B3', 'DES_res[4].H_b[264,4,B3]') | 0
(264, 4, 'B4', 'DES_res[4].H_b[264,4,B4]') | 0
(264, 5, 'B1', 'DES_res[4].H_b[264,5,B1]') | 0.31063
(264, 5, 'B2', 'DES_res[4].H_b[264,5,B2]') | 0
(264, 5, 'B3', 'DES_res[4].H_b[264,5,B3]') | 0
(264, 5, 'B4', 'DES_res[4].H_b[264,5,B4]') | 0
(264, 6, 'B1', 'DES_res[4].H_b[264,6,B1]') | 0.08702
(264, 6, 'B2', 'DES_res[4].H_b[264,6,B2]') | 0
(264, 6, 'B3', 'DES_res[4].H_b[264,6,B3]') | 0
(264, 6, 'B4', 'DES_res[4].H_b[264,6,B4]') | 0
(264, 7, 'B1', 'DES_res[4].H_b[264,7,B1]') | 1.8891
(264, 7, 'B2', 'DES_res[4].H_b[264,7,B2]') | 0
(264, 7, 'B3', 'DES_res[4].H_b[264,7,B3]') | 0
(264, 7, 'B4', 'DES_res[4].H_b[264,7,B4]') | 0
(264, 8, 'B1', 'DES_res[4].H_b[264,8,B1]') | 1.5769
(264, 8, 'B2', 'DES_res[4].H_b[264,8,B2]') | 0
(264, 8, 'B3', 'DES_res[4].H_b[264,8,B3]') | 0
(264, 8, 'B4', 'DES_res[4].H_b[264,8,B4]') | 0
(264, 9, 'B1', 'DES_res[4].H_b[264,9,B1]') | 0.53975
(264, 9, 'B2', 'DES_res[4].H_b[264,9,B2]') | 0
(264, 9, 'B3', 'DES_res[4].H_b[264,9,B3]') | 0
(264, 9, 'B4', 'DES_res[4].H_b[264,9,B4]') | 0
(264, 10, 'B1', 'DES_res[4].H_b[264,10,B1]') | 0.58161
(264, 10, 'B2', 'DES_res[4].H_b[264,10,B2]') | 0
(264, 10, 'B3', 'DES_res[4].H_b[264,10,B3]') | 0
(264, 10, 'B4', 'DES_res[4].H_b[264,10,B4]') | 0
(264, 11, 'B1', 'DES_res[4].H_b[264,11,B1]') | 0.77934
(264, 11, 'B2', 'DES_res[4].H_b[264,11,B2]') | 0
(264, 11, 'B3', 'DES_res[4].H_b[264,11,B3]') | 0
(264, 11, 'B4', 'DES_res[4].H_b[264,11,B4]') | 0
(264, 12, 'B1', 'DES_res[4].H_b[264,12,B1]') | 0.50561
(264, 12, 'B2', 'DES_res[4].H_b[264,12,B2]') | 0
(264, 12, 'B3', 'DES_res[4].H_b[264,12,B3]') | 0
(264, 12, 'B4', 'DES_res[4].H_b[264,12,B4]') | 0
(264, 13, 'B1', 'DES_res[4].H_b[264,13,B1]') | 0.5001
(264, 13, 'B2', 'DES_res[4].H_b[264,13,B2]') | 0
(264, 13, 'B3', 'DES_res[4].H_b[264,13,B3]') | 0
(264, 13, 'B4', 'DES_res[4].H_b[264,13,B4]') | 0
(264, 14, 'B1', 'DES_res[4].H_b[264,14,B1]') | 0.53259
(264, 14, 'B2', 'DES_res[4].H_b[264,14,B2]') | 0
(264, 14, 'B3', 'DES_res[4].H_b[264,14,B3]') | 0
(264, 14, 'B4', 'DES_res[4].H_b[264,14,B4]') | 0
(264, 15, 'B1', 'DES_res[4].H_b[264,15,B1]') | 0.48358
(264, 15, 'B2', 'DES_res[4].H_b[264,15,B2]') | 0
(264, 15, 'B3', 'DES_res[4].H_b[264,15,B3]') | 0
(264, 15, 'B4', 'DES_res[4].H_b[264,15,B4]') | 0
(264, 16, 'B1', 'DES_res[4].H_b[264,16,B1]') | 0.51001
(264, 16, 'B2', 'DES_res[4].H_b[264,16,B2]') | 0
(264, 16, 'B3', 'DES_res[4].H_b[264,16,B3]') | 0
(264, 16, 'B4', 'DES_res[4].H_b[264,16,B4]') | 0
(264, 17, 'B1', 'DES_res[4].H_b[264,17,B1]') | 0.716
(264, 17, 'B2', 'DES_res[4].H_b[264,17,B2]') | 0
(264, 17, 'B3', 'DES_res[4].H_b[264,17,B3]') | 0
(264, 17, 'B4', 'DES_res[4].H_b[264,17,B4]') | 0
(264, 18, 'B1', 'DES_res[4].H_b[264,18,B1]') | 1.9348
(264, 18, 'B2', 'DES_res[4].H_b[264,18,B2]') | 0
(264, 18, 'B3', 'DES_res[4].H_b[264,18,B3]') | 0
(264, 18, 'B4', 'DES_res[4].H_b[264,18,B4]') | 0
(264, 19, 'B1', 'DES_res[4].H_b[264,19,B1]') | 1.7179
(264, 19, 'B2', 'DES_res[4].H_b[264,19,B2]') | 0
(264, 19, 'B3', 'DES_res[4].H_b[264,19,B3]') | 0
(264, 19, 'B4', 'DES_res[4].H_b[264,19,B4]') | 0
(264, 20, 'B1', 'DES_res[4].H_b[264,20,B1]') | 1.6446
(264, 20, 'B2', 'DES_res[4].H_b[264,20,B2]') | 0
(264, 20, 'B3', 'DES_res[4].H_b[264,20,B3]') | 0
(264, 20, 'B4', 'DES_res[4].H_b[264,20,B4]') | 0
(264, 21, 'B1', 'DES_res[4].H_b[264,21,B1]') | 1.6319
(264, 21, 'B2', 'DES_res[4].H_b[264,21,B2]') | 0
(264, 21, 'B3', 'DES_res[4].H_b[264,21,B3]') | 0
(264, 21, 'B4', 'DES_res[4].H_b[264,21,B4]') | 0
(264, 22, 'B1', 'DES_res[4].H_b[264,22,B1]') | 1.6204
(264, 22, 'B2', 'DES_res[4].H_b[264,22,B2]') | 0
(264, 22, 'B3', 'DES_res[4].H_b[264,22,B3]') | 0
(264, 22, 'B4', 'DES_res[4].H_b[264,22,B4]') | 0
(264, 23, 'B1', 'DES_res[4].H_b[264,23,B1]') | 1.4832
(264, 23, 'B2', 'DES_res[4].H_b[264,23,B2]') | 0
(264, 23, 'B3', 'DES_res[4].H_b[264,23,B3]') | 0
(264, 23, 'B4', 'DES_res[4].H_b[264,23,B4]') | 0
(264, 24, 'B1', 'DES_res[4].H_b[264,24,B1]') | 1.4149
(264, 24, 'B2', 'DES_res[4].H_b[264,24,B2]') | 0
(264, 24, 'B3', 'DES_res[4].H_b[264,24,B3]') | 0
(264, 24, 'B4', 'DES_res[4].H_b[264,24,B4]') | 0

## Res_E_grid
variable value
(34, 1, 'DES_res[4].E_grid[34,1]') | 0.04704
(34, 2, 'DES_res[4].E_grid[34,2]') | 0.06776
(34, 3, 'DES_res[4].E_grid[34,3]') | 0.1085
(34, 4, 'DES_res[4].E_grid[34,4]') | 0.19614
(34, 5, 'DES_res[4].E_grid[34,5]') | 0.08596
(34, 6, 'DES_res[4].E_grid[34,6]') | 0.05664
(34, 7, 'DES_res[4].E_grid[34,7]') | 0.15233
(34, 8, 'DES_res[4].E_grid[34,8]') | 1.0128
(34, 9, 'DES_res[4].E_grid[34,9]') | 0.13746
(34, 10, 'DES_res[4].E_grid[34,10]') | 0
(34, 11, 'DES_res[4].E_grid[34,11]') | 0
(34, 12, 'DES_res[4].E_grid[34,12]') | 0
(34, 13, 'DES_res[4].E_grid[34,13]') | 0
(34, 14, 'DES_res[4].E_grid[34,14]') | 0
(34, 15, 'DES_res[4].E_grid[34,15]') | 0
(34, 16, 'DES_res[4].E_grid[34,16]') | 0
(34, 17, 'DES_res[4].E_grid[34,17]') | 0
(34, 18, 'DES_res[4].E_grid[34,18]') | 0.40344
(34, 19, 'DES_res[4].E_grid[34,19]') | 0.79484
(34, 20, 'DES_res[4].E_grid[34,20]') | 0.51174
(34, 21, 'DES_res[4].E_grid[34,21]') | 0.46296
(34, 22, 'DES_res[4].E_grid[34,22]') | 0.43194
(34, 23, 'DES_res[4].E_grid[34,23]') | 0.32445
(34, 24, 'DES_res[4].E_grid[34,24]') | 0.15351
(47, 1, 'DES_res[4].E_grid[47,1]') | 0.06494
(47, 2, 'DES_res[4].E_grid[47,2]') | 0.12524
(47, 3, 'DES_res[4].E_grid[47,3]') | 0.12539
(47, 4, 'DES_res[4].E_grid[47,4]') | 0.09852
(47, 5, 'DES_res[4].E_grid[47,5]') | 0.15079
(47, 6, 'DES_res[4].E_grid[47,6]') | 0.1547
(47, 7, 'DES_res[4].E_grid[47,7]') | 0.11435
(47, 8, 'DES_res[4].E_grid[47,8]') | 0.065261
(47, 9, 'DES_res[4].E_grid[47,9]') | 0
(47, 10, 'DES_res[4].E_grid[47,10]') | 0
(47, 11, 'DES_res[4].E_grid[47,11]') | 0
(47, 12, 'DES_res[4].E_grid[47,12]') | 0
(47, 13, 'DES_res[4].E_grid[47,13]') | 0
(47, 14, 'DES_res[4].E_grid[47,14]') | 0
(47, 15, 'DES_res[4].E_grid[47,15]') | 0
(47, 16, 'DES_res[4].E_grid[47,16]') | 0
(47, 17, 'DES_res[4].E_grid[47,17]') | 0
(47, 18, 'DES_res[4].E_grid[47,18]') | 0.631
(47, 19, 'DES_res[4].E_grid[47,19]') | 2.0349
(47, 20, 'DES_res[4].E_grid[47,20]') | 0.4803
(47, 21, 'DES_res[4].E_grid[47,21]') | 0.4693
(47, 22, 'DES_res[4].E_grid[47,22]') | 0.6316
(47, 23, 'DES_res[4].E_grid[47,23]') | 0.57631
(47, 24, 'DES_res[4].E_grid[47,24]') | 0.83581
(70, 1, 'DES_res[4].E_grid[70,1]') | 0.0378
(70, 2, 'DES_res[4].E_grid[70,2]') | 0.0378
(70, 3, 'DES_res[4].E_grid[70,3]') | 0.0378
(70, 4, 'DES_res[4].E_grid[70,4]') | 0.0378
(70, 5, 'DES_res[4].E_grid[70,5]') | 0.0378
(70, 6, 'DES_res[4].E_grid[70,6]') | 0.0432
(70, 7, 'DES_res[4].E_grid[70,7]') | 0.039248
(70, 8, 'DES_res[4].E_grid[70,8]') | 0.17726
(70, 9, 'DES_res[4].E_grid[70,9]') | 0.033483
(70, 10, 'DES_res[4].E_grid[70,10]') | 0
(70, 11, 'DES_res[4].E_grid[70,11]') | 0
(70, 12, 'DES_res[4].E_grid[70,12]') | 0
(70, 13, 'DES_res[4].E_grid[70,13]') | 0
(70, 14, 'DES_res[4].E_grid[70,14]') | 0
(70, 15, 'DES_res[4].E_grid[70,15]') | 0
(70, 16, 'DES_res[4].E_grid[70,16]') | 0
(70, 17, 'DES_res[4].E_grid[70,17]') | 0
(70, 18, 'DES_res[4].E_grid[70,18]') | 0
(70, 19, 'DES_res[4].E_grid[70,19]') | 0.34086
(70, 20, 'DES_res[4].E_grid[70,20]') | 0.51714
(70, 21, 'DES_res[4].E_grid[70,21]') | 0.81978
(70, 22, 'DES_res[4].E_grid[70,22]') | 0.4524
(70, 23, 'DES_res[4].E_grid[70,23]') | 0.83707
(70, 24, 'DES_res[4].E_grid[70,24]') | 0.6285
(73, 1, 'DES_res[4].E_grid[73,1]') | 0.13146
(73, 2, 'DES_res[4].E_grid[73,2]') | 0.1232
(73, 3, 'DES_res[4].E_grid[73,3]') | 0.05804
(73, 4, 'DES_res[4].E_grid[73,4]') | 0.12354
(73, 5, 'DES_res[4].E_grid[73,5]') | 0.10289
(73, 6, 'DES_res[4].E_grid[73,6]') | 0.13668
(73, 7, 'DES_res[4].E_grid[73,7]') | 0.12111
(73, 8, 'DES_res[4].E_grid[73,8]') | 0.028761
(73, 9, 'DES_res[4].E_grid[73,9]') | 0
(73, 10, 'DES_res[4].E_grid[73,10]') | 0
(73, 11, 'DES_res[4].E_grid[73,11]') | 0
(73, 12, 'DES_res[4].E_grid[73,12]') | 0
(73, 13, 'DES_res[4].E_grid[73,13]') | 0
(73, 14, 'DES_res[4].E_grid[73,14]') | 0
(73, 15, 'DES_res[4].E_grid[73,15]') | 0
(73, 16, 'DES_res[4].E_grid[73,16]') | 0
(73, 17, 'DES_res[4].E_grid[73,17]') | 0
(73, 18, 'DES_res[4].E_grid[73,18]') | 0.0098376
(73, 19, 'DES_res[4].E_grid[73,19]') | 0.97304
(73, 20, 'DES_res[4].E_grid[73,20]') | 0.59752
(73, 21, 'DES_res[4].E_grid[73,21]') | 0.15338
(73, 22, 'DES_res[4].E_grid[73,22]') | 0.1713
(73, 23, 'DES_res[4].E_grid[73,23]') | 0.32111
(73, 24, 'DES_res[4].E_grid[73,24]') | 0.10706
(74, 1, 'DES_res[4].E_grid[74,1]') | 0.06393
(74, 2, 'DES_res[4].E_grid[74,2]') | 0.05717
(74, 3, 'DES_res[4].E_grid[74,3]') | 0.0245
(74, 4, 'DES_res[4].E_grid[74,4]') | 0.05717
(74, 5, 'DES_res[4].E_grid[74,5]') | 0.05717
(74, 6, 'DES_res[4].E_grid[74,6]') | 0.03866
(74, 7, 'DES_res[4].E_grid[74,7]') | 0.050708
(74, 8, 'DES_res[4].E_grid[74,8]') | 0.20702
(74, 9, 'DES_res[4].E_grid[74,9]') | 0
(74, 10, 'DES_res[4].E_grid[74,10]') | 0
(74, 11, 'DES_res[4].E_grid[74,11]') | 0
(74, 12, 'DES_res[4].E_grid[74,12]') | 0
(74, 13, 'DES_res[4].E_grid[74,13]') | 0
(74, 14, 'DES_res[4].E_grid[74,14]') | 0
(74, 15, 'DES_res[4].E_grid[74,15]') | 0
(74, 16, 'DES_res[4].E_grid[74,16]') | 0
(74, 17, 'DES_res[4].E_grid[74,17]') | 0
(74, 18, 'DES_res[4].E_grid[74,18]') | 0
(74, 19, 'DES_res[4].E_grid[74,19]') | 0.15952
(74, 20, 'DES_res[4].E_grid[74,20]') | 0.19178
(74, 21, 'DES_res[4].E_grid[74,21]') | 0.27402
(74, 22, 'DES_res[4].E_grid[74,22]') | 0.8504
(74, 23, 'DES_res[4].E_grid[74,23]') | 0.4788
(74, 24, 'DES_res[4].E_grid[74,24]') | 0.32544
(83, 1, 'DES_res[4].E_grid[83,1]') | 0.0364
(83, 2, 'DES_res[4].E_grid[83,2]') | 0.09595
(83, 3, 'DES_res[4].E_grid[83,3]') | 0.08241
(83, 4, 'DES_res[4].E_grid[83,4]') | 0.05535
(83, 5, 'DES_res[4].E_grid[83,5]') | 0.09053
(83, 6, 'DES_res[4].E_grid[83,6]') | 0.0416
(83, 7, 'DES_res[4].E_grid[83,7]') | 0.10225
(83, 8, 'DES_res[4].E_grid[83,8]') | 0.61502
(83, 9, 'DES_res[4].E_grid[83,9]') | 0.11158
(83, 10, 'DES_res[4].E_grid[83,10]') | 0
(83, 11, 'DES_res[4].E_grid[83,11]') | 0
(83, 12, 'DES_res[4].E_grid[83,12]') | 0
(83, 13, 'DES_res[4].E_grid[83,13]') | 0
(83, 14, 'DES_res[4].E_grid[83,14]') | 0
(83, 15, 'DES_res[4].E_grid[83,15]') | 0
(83, 16, 'DES_res[4].E_grid[83,16]') | 0
(83, 17, 'DES_res[4].E_grid[83,17]') | 0
(83, 18, 'DES_res[4].E_grid[83,18]') | 0
(83, 19, 'DES_res[4].E_grid[83,19]') | 0.18094
(83, 20, 'DES_res[4].E_grid[83,20]') | 0.16036
(83, 21, 'DES_res[4].E_grid[83,21]') | 0.10966
(83, 22, 'DES_res[4].E_grid[83,22]') | 0.0849
(83, 23, 'DES_res[4].E_grid[83,23]') | 0.07971
(83, 24, 'DES_res[4].E_grid[83,24]') | 0.07429
(178, 1, 'DES_res[4].E_grid[178,1]') | 0.04748
(178, 2, 'DES_res[4].E_grid[178,2]') | 0.06904
(178, 3, 'DES_res[4].E_grid[178,3]') | 0.07803
(178, 4, 'DES_res[4].E_grid[178,4]') | 0.0385
(178, 5, 'DES_res[4].E_grid[178,5]') | 0.06725
(178, 6, 'DES_res[4].E_grid[178,6]') | 0.05632
(178, 7, 'DES_res[4].E_grid[178,7]') | 0.085228
(178, 8, 'DES_res[4].E_grid[178,8]') | 0.093341
(178, 9, 'DES_res[4].E_grid[178,9]') | 0
(178, 10, 'DES_res[4].E_grid[178,10]') | 0
(178, 11, 'DES_res[4].E_grid[178,11]') | 0
(178, 12, 'DES_res[4].E_grid[178,12]') | 0
(178, 13, 'DES_res[4].E_grid[178,13]') | 0
(178, 14, 'DES_res[4].E_grid[178,14]') | 0
(178, 15, 'DES_res[4].E_grid[178,15]') | 0
(178, 16, 'DES_res[4].E_grid[178,16]') | 0
(178, 17, 'DES_res[4].E_grid[178,17]') | 0
(178, 18, 'DES_res[4].E_grid[178,18]') | 0.80656
(178, 19, 'DES_res[4].E_grid[178,19]') | 0.32178
(178, 20, 'DES_res[4].E_grid[178,20]') | 0.38778
(178, 21, 'DES_res[4].E_grid[178,21]') | 0.5276
(178, 22, 'DES_res[4].E_grid[178,22]') | 0.62512
(178, 23, 'DES_res[4].E_grid[178,23]') | 1.3193
(178, 24, 'DES_res[4].E_grid[178,24]') | 0.26035
(208, 1, 'DES_res[4].E_grid[208,1]') | 0.07077
(208, 2, 'DES_res[4].E_grid[208,2]') | 0.12957
(208, 3, 'DES_res[4].E_grid[208,3]') | 0.11254
(208, 4, 'DES_res[4].E_grid[208,4]') | 0.06004
(208, 5, 'DES_res[4].E_grid[208,5]') | 0.14247
(208, 6, 'DES_res[4].E_grid[208,6]') | 0.1544
(208, 7, 'DES_res[4].E_grid[208,7]') | 1.1872
(208, 8, 'DES_res[4].E_grid[208,8]') | 0.7256
(208, 9, 'DES_res[4].E_grid[208,9]') | 1.0032
(208, 10, 'DES_res[4].E_grid[208,10]') | 0
(208, 11, 'DES_res[4].E_grid[208,11]') | 0
(208, 12, 'DES_res[4].E_grid[208,12]') | 0
(208, 13, 'DES_res[4].E_grid[208,13]') | 0
(208, 14, 'DES_res[4].E_grid[208,14]') | 0
(208, 15, 'DES_res[4].E_grid[208,15]') | 0
(208, 16, 'DES_res[4].E_grid[208,16]') | 0
(208, 17, 'DES_res[4].E_grid[208,17]') | 0
(208, 18, 'DES_res[4].E_grid[208,18]') | 0
(208, 19, 'DES_res[4].E_grid[208,19]') | 0.27288
(208, 20, 'DES_res[4].E_grid[208,20]') | 0.49154
(208, 21, 'DES_res[4].E_grid[208,21]') | 0.5545
(208, 22, 'DES_res[4].E_grid[208,22]') | 1.1262
(208, 23, 'DES_res[4].E_grid[208,23]') | 0.08367
(208, 24, 'DES_res[4].E_grid[208,24]') | 1.2802
(225, 1, 'DES_res[4].E_grid[225,1]') | 0.09828
(225, 2, 'DES_res[4].E_grid[225,2]') | 0.0819
(225, 3, 'DES_res[4].E_grid[225,3]') | 0.10437
(225, 4, 'DES_res[4].E_grid[225,4]') | 0.13279
(225, 5, 'DES_res[4].E_grid[225,5]') | 0.13888
(225, 6, 'DES_res[4].E_grid[225,6]') | 0.15872
(225, 7, 'DES_res[4].E_grid[225,7]') | 0.081728
(225, 8, 'DES_res[4].E_grid[225,8]') | 0.023321
(225, 9, 'DES_res[4].E_grid[225,9]') | 0.39004
(225, 10, 'DES_res[4].E_grid[225,10]') | 0
(225, 11, 'DES_res[4].E_grid[225,11]') | 0
(225, 12, 'DES_res[4].E_grid[225,12]') | 0
(225, 13, 'DES_res[4].E_grid[225,13]') | 0
(225, 14, 'DES_res[4].E_grid[225,14]') | 0
(225, 15, 'DES_res[4].E_grid[225,15]') | 0
(225, 16, 'DES_res[4].E_grid[225,16]') | 0.90081
(225, 17, 'DES_res[4].E_grid[225,17]') | 1.4058
(225, 18, 'DES_res[4].E_grid[225,18]') | 0.47574
(225, 19, 'DES_res[4].E_grid[225,19]') | 0.59918
(225, 20, 'DES_res[4].E_grid[225,20]') | 0.84164
(225, 21, 'DES_res[4].E_grid[225,21]') | 1.5712
(225, 22, 'DES_res[4].E_grid[225,22]') | 0.6043
(225, 23, 'DES_res[4].E_grid[225,23]') | 0.33957
(225, 24, 'DES_res[4].E_grid[225,24]') | 0.1337
(248, 1, 'DES_res[4].E_grid[248,1]') | 0.0399
(248, 2, 'DES_res[4].E_grid[248,2]') | 0.06342
(248, 3, 'DES_res[4].E_grid[248,3]') | 0.06342
(248, 4, 'DES_res[4].E_grid[248,4]') | 0.04905
(248, 5, 'DES_res[4].E_grid[248,5]') | 0.05427
(248, 6, 'DES_res[4].E_grid[248,6]') | 0.07248
(248, 7, 'DES_res[4].E_grid[248,7]') | 0.068528
(248, 8, 'DES_res[4].E_grid[248,8]') | 0
(248, 9, 'DES_res[4].E_grid[248,9]') | 0
(248, 10, 'DES_res[4].E_grid[248,10]') | 0.28795
(248, 11, 'DES_res[4].E_grid[248,11]') | 0
(248, 12, 'DES_res[4].E_grid[248,12]') | 0.22599
(248, 13, 'DES_res[4].E_grid[248,13]') | 0
(248, 14, 'DES_res[4].E_grid[248,14]') | 0
(248, 15, 'DES_res[4].E_grid[248,15]') | 0
(248, 16, 'DES_res[4].E_grid[248,16]') | 0
(248, 17, 'DES_res[4].E_grid[248,17]') | 0
(248, 18, 'DES_res[4].E_grid[248,18]') | 0
(248, 19, 'DES_res[4].E_grid[248,19]') | 0
(248, 20, 'DES_res[4].E_grid[248,20]') | 0.36928
(248, 21, 'DES_res[4].E_grid[248,21]') | 0.38604
(248, 22, 'DES_res[4].E_grid[248,22]') | 0.8415
(248, 23, 'DES_res[4].E_grid[248,23]') | 0.90742
(248, 24, 'DES_res[4].E_grid[248,24]') | 0.14051
(249, 1, 'DES_res[4].E_grid[249,1]') | 0.0343
(249, 2, 'DES_res[4].E_grid[249,2]') | 0.06673
(249, 3, 'DES_res[4].E_grid[249,3]') | 0.06673
(249, 4, 'DES_res[4].E_grid[249,4]') | 0.04565
(249, 5, 'DES_res[4].E_grid[249,5]') | 0.05538
(249, 6, 'DES_res[4].E_grid[249,6]') | 0.07626
(249, 7, 'DES_res[4].E_grid[249,7]') | 0.072308
(249, 8, 'DES_res[4].E_grid[249,8]') | 0
(249, 9, 'DES_res[4].E_grid[249,9]') | 0
(249, 10, 'DES_res[4].E_grid[249,10]') | 0
(249, 11, 'DES_res[4].E_grid[249,11]') | 0
(249, 12, 'DES_res[4].E_grid[249,12]') | 0
(249, 13, 'DES_res[4].E_grid[249,13]') | 0
(249, 14, 'DES_res[4].E_grid[249,14]') | 0
(249, 15, 'DES_res[4].E_grid[249,15]') | 0
(249, 16, 'DES_res[4].E_grid[249,16]') | 0
(249, 17, 'DES_res[4].E_grid[249,17]') | 0
(249, 18, 'DES_res[4].E_grid[249,18]') | 0
(249, 19, 'DES_res[4].E_grid[249,19]') | 0.046704
(249, 20, 'DES_res[4].E_grid[249,20]') | 0.34906
(249, 21, 'DES_res[4].E_grid[249,21]') | 0.49374
(249, 22, 'DES_res[4].E_grid[249,22]') | 0.46526
(249, 23, 'DES_res[4].E_grid[249,23]') | 0.34617
(249, 24, 'DES_res[4].E_grid[249,24]') | 0.06673
(264, 1, 'DES_res[4].E_grid[264,1]') | 0.34684
(264, 2, 'DES_res[4].E_grid[264,2]') | 0.1256
(264, 3, 'DES_res[4].E_grid[264,3]') | 0.14198
(264, 4, 'DES_res[4].E_grid[264,4]') | 0.13461
(264, 5, 'DES_res[4].E_grid[264,5]') | 0.11212
(264, 6, 'DES_res[4].E_grid[264,6]') | 0.13258
(264, 7, 'DES_res[4].E_grid[264,7]') | 0.17677
(264, 8, 'DES_res[4].E_grid[264,8]') | 0.044921
(264, 9, 'DES_res[4].E_grid[264,9]') | 0
(264, 10, 'DES_res[4].E_grid[264,10]') | 0
(264, 11, 'DES_res[4].E_grid[264,11]') | 0
(264, 12, 'DES_res[4].E_grid[264,12]') | 0
(264, 13, 'DES_res[4].E_grid[264,13]') | 0
(264, 14, 'DES_res[4].E_grid[264,14]') | 0
(264, 15, 'DES_res[4].E_grid[264,15]') | 0
(264, 16, 'DES_res[4].E_grid[264,16]') | 0
(264, 17, 'DES_res[4].E_grid[264,17]') | 0
(264, 18, 'DES_res[4].E_grid[264,18]') | 0
(264, 19, 'DES_res[4].E_grid[264,19]') | 0.11332
(264, 20, 'DES_res[4].E_grid[264,20]') | 0.11858
(264, 21, 'DES_res[4].E_grid[264,21]') | 0.14318
(264, 22, 'DES_res[4].E_grid[264,22]') | 0.4063
(264, 23, 'DES_res[4].E_grid[264,23]') | 0.33888
(264, 24, 'DES_res[4].E_grid[264,24]') | 0.26771

## Res_E_PV_sold
variable value
(34, 1, 'DES_res[4].E_PV_sold[34,1]') | 0
(34, 2, 'DES_res[4].E_PV_sold[34,2]') | 0
(34, 3, 'DES_res[4].E_PV_sold[34,3]') | 0
(34, 4, 'DES_res[4].E_PV_sold[34,4]') | 0
(34, 5, 'DES_res[4].E_PV_sold[34,5]') | 0
(34, 6, 'DES_res[4].E_PV_sold[34,6]') | 0
(34, 7, 'DES_res[4].E_PV_sold[34,7]') | 0
(34, 8, 'DES_res[4].E_PV_sold[34,8]') | 0
(34, 9, 'DES_res[4].E_PV_sold[34,9]') | 0
(34, 10, 'DES_res[4].E_PV_sold[34,10]') | 0.38519
(34, 11, 'DES_res[4].E_PV_sold[34,11]') | 0.91972
(34, 12, 'DES_res[4].E_PV_sold[34,12]') | 1.463
(34, 13, 'DES_res[4].E_PV_sold[34,13]') | 1.8957
(34, 14, 'DES_res[4].E_PV_sold[34,14]') | 1.8157
(34, 15, 'DES_res[4].E_PV_sold[34,15]') | 1.6382
(34, 16, 'DES_res[4].E_PV_sold[34,16]') | 1.1826
(34, 17, 'DES_res[4].E_PV_sold[34,17]') | 0.52734
(34, 18, 'DES_res[4].E_PV_sold[34,18]') | 0
(34, 19, 'DES_res[4].E_PV_sold[34,19]') | 0
(34, 20, 'DES_res[4].E_PV_sold[34,20]') | 0
(34, 21, 'DES_res[4].E_PV_sold[34,21]') | 0
(34, 22, 'DES_res[4].E_PV_sold[34,22]') | 0
(34, 23, 'DES_res[4].E_PV_sold[34,23]') | 0
(34, 24, 'DES_res[4].E_PV_sold[34,24]') | 0
(47, 1, 'DES_res[4].E_PV_sold[47,1]') | 0
(47, 2, 'DES_res[4].E_PV_sold[47,2]') | 0
(47, 3, 'DES_res[4].E_PV_sold[47,3]') | 0
(47, 4, 'DES_res[4].E_PV_sold[47,4]') | 0
(47, 5, 'DES_res[4].E_PV_sold[47,5]') | 0
(47, 6, 'DES_res[4].E_PV_sold[47,6]') | 0
(47, 7, 'DES_res[4].E_PV_sold[47,7]') | 0
(47, 8, 'DES_res[4].E_PV_sold[47,8]') | 0
(47, 9, 'DES_res[4].E_PV_sold[47,9]') | 0.23538
(47, 10, 'DES_res[4].E_PV_sold[47,10]') | 0.77065
(47, 11, 'DES_res[4].E_PV_sold[47,11]') | 1.2431
(47, 12, 'DES_res[4].E_PV_sold[47,12]') | 1.594
(47, 13, 'DES_res[4].E_PV_sold[47,13]') | 1.7924
(47, 14, 'DES_res[4].E_PV_sold[47,14]') | 1.7903
(47, 15, 'DES_res[4].E_PV_sold[47,15]') | 1.5965
(47, 16, 'DES_res[4].E_PV_sold[47,16]') | 0.98153
(47, 17, 'DES_res[4].E_PV_sold[47,17]') | 0.075182
(47, 18, 'DES_res[4].E_PV_sold[47,18]') | 0
(47, 19, 'DES_res[4].E_PV_sold[47,19]') | 0
(47, 20, 'DES_res[4].E_PV_sold[47,20]') | 0
(47, 21, 'DES_res[4].E_PV_sold[47,21]') | 0
(47, 22, 'DES_res[4].E_PV_sold[47,22]') | 0
(47, 23, 'DES_res[4].E_PV_sold[47,23]') | 0
(47, 24, 'DES_res[4].E_PV_sold[47,24]') | 0
(70, 1, 'DES_res[4].E_PV_sold[70,1]') | 0
(70, 2, 'DES_res[4].E_PV_sold[70,2]') | 0
(70, 3, 'DES_res[4].E_PV_sold[70,3]') | 0
(70, 4, 'DES_res[4].E_PV_sold[70,4]') | 0
(70, 5, 'DES_res[4].E_PV_sold[70,5]') | 0
(70, 6, 'DES_res[4].E_PV_sold[70,6]') | 0
(70, 7, 'DES_res[4].E_PV_sold[70,7]') | 0
(70, 8, 'DES_res[4].E_PV_sold[70,8]') | 0
(70, 9, 'DES_res[4].E_PV_sold[70,9]') | 0
(70, 10, 'DES_res[4].E_PV_sold[70,10]') | 0.75899
(70, 11, 'DES_res[4].E_PV_sold[70,11]') | 1.3414
(70, 12, 'DES_res[4].E_PV_sold[70,12]') | 1.6839
(70, 13, 'DES_res[4].E_PV_sold[70,13]') | 1.927
(70, 14, 'DES_res[4].E_PV_sold[70,14]') | 1.8604
(70, 15, 'DES_res[4].E_PV_sold[70,15]') | 1.6829
(70, 16, 'DES_res[4].E_PV_sold[70,16]') | 1.3175
(70, 17, 'DES_res[4].E_PV_sold[70,17]') | 0.84104
(70, 18, 'DES_res[4].E_PV_sold[70,18]') | 0.36352
(70, 19, 'DES_res[4].E_PV_sold[70,19]') | 0
(70, 20, 'DES_res[4].E_PV_sold[70,20]') | 0
(70, 21, 'DES_res[4].E_PV_sold[70,21]') | 0
(70, 22, 'DES_res[4].E_PV_sold[70,22]') | 0
(70, 23, 'DES_res[4].E_PV_sold[70,23]') | 0
(70, 24, 'DES_res[4].E_PV_sold[70,24]') | 0
(73, 1, 'DES_res[4].E_PV_sold[73,1]') | 0
(73, 2, 'DES_res[4].E_PV_sold[73,2]') | 0
(73, 3, 'DES_res[4].E_PV_sold[73,3]') | 0
(73, 4, 'DES_res[4].E_PV_sold[73,4]') | 0
(73, 5, 'DES_res[4].E_PV_sold[73,5]') | 0
(73, 6, 'DES_res[4].E_PV_sold[73,6]') | 0
(73, 7, 'DES_res[4].E_PV_sold[73,7]') | 0
(73, 8, 'DES_res[4].E_PV_sold[73,8]') | 0
(73, 9, 'DES_res[4].E_PV_sold[73,9]') | 0.26562
(73, 10, 'DES_res[4].E_PV_sold[73,10]') | 0.77545
(73, 11, 'DES_res[4].E_PV_sold[73,11]') | 1.237
(73, 12, 'DES_res[4].E_PV_sold[73,12]') | 0.67275
(73, 13, 'DES_res[4].E_PV_sold[73,13]') | 0.70226
(73, 14, 'DES_res[4].E_PV_sold[73,14]') | 1.6066
(73, 15, 'DES_res[4].E_PV_sold[73,15]') | 1.2806
(73, 16, 'DES_res[4].E_PV_sold[73,16]') | 1.2081
(73, 17, 'DES_res[4].E_PV_sold[73,17]') | 0.61416
(73, 18, 'DES_res[4].E_PV_sold[73,18]') | 0
(73, 19, 'DES_res[4].E_PV_sold[73,19]') | 0
(73, 20, 'DES_res[4].E_PV_sold[73,20]') | 0
(73, 21, 'DES_res[4].E_PV_sold[73,21]') | 0
(73, 22, 'DES_res[4].E_PV_sold[73,22]') | 0
(73, 23, 'DES_res[4].E_PV_sold[73,23]') | 0
(73, 24, 'DES_res[4].E_PV_sold[73,24]') | 0
(74, 1, 'DES_res[4].E_PV_sold[74,1]') | 0
(74, 2, 'DES_res[4].E_PV_sold[74,2]') | 0
(74, 3, 'DES_res[4].E_PV_sold[74,3]') | 0
(74, 4, 'DES_res[4].E_PV_sold[74,4]') | 0
(74, 5, 'DES_res[4].E_PV_sold[74,5]') | 0
(74, 6, 'DES_res[4].E_PV_sold[74,6]') | 0
(74, 7, 'DES_res[4].E_PV_sold[74,7]') | 0
(74, 8, 'DES_res[4].E_PV_sold[74,8]') | 0
(74, 9, 'DES_res[4].E_PV_sold[74,9]') | 0.32334
(74, 10, 'DES_res[4].E_PV_sold[74,10]') | 0.023605
(74, 11, 'DES_res[4].E_PV_sold[74,11]') | 1.2727
(74, 12, 'DES_res[4].E_PV_sold[74,12]') | 0.88339
(74, 13, 'DES_res[4].E_PV_sold[74,13]') | 1.8881
(74, 14, 'DES_res[4].E_PV_sold[74,14]') | 1.8145
(74, 15, 'DES_res[4].E_PV_sold[74,15]') | 1.6741
(74, 16, 'DES_res[4].E_PV_sold[74,16]') | 1.2954
(74, 17, 'DES_res[4].E_PV_sold[74,17]') | 0.8189
(74, 18, 'DES_res[4].E_PV_sold[74,18]') | 0.35346
(74, 19, 'DES_res[4].E_PV_sold[74,19]') | 0
(74, 20, 'DES_res[4].E_PV_sold[74,20]') | 0
(74, 21, 'DES_res[4].E_PV_sold[74,21]') | 0
(74, 22, 'DES_res[4].E_PV_sold[74,22]') | 0
(74, 23, 'DES_res[4].E_PV_sold[74,23]') | 0
(74, 24, 'DES_res[4].E_PV_sold[74,24]') | 0
(83, 1, 'DES_res[4].E_PV_sold[83,1]') | 0
(83, 2, 'DES_res[4].E_PV_sold[83,2]') | 0
(83, 3, 'DES_res[4].E_PV_sold[83,3]') | 0
(83, 4, 'DES_res[4].E_PV_sold[83,4]') | 0
(83, 5, 'DES_res[4].E_PV_sold[83,5]') | 0
(83, 6, 'DES_res[4].E_PV_sold[83,6]') | 0
(83, 7, 'DES_res[4].E_PV_sold[83,7]') | 0
(83, 8, 'DES_res[4].E_PV_sold[83,8]') | 0
(83, 9, 'DES_res[4].E_PV_sold[83,9]') | 0
(83, 10, 'DES_res[4].E_PV_sold[83,10]') | 0.46953
(83, 11, 'DES_res[4].E_PV_sold[83,11]') | 1.2381
(83, 12, 'DES_res[4].E_PV_sold[83,12]') | 1.6607
(83, 13, 'DES_res[4].E_PV_sold[83,13]') | 1.8606
(83, 14, 'DES_res[4].E_PV_sold[83,14]') | 1.8403
(83, 15, 'DES_res[4].E_PV_sold[83,15]') | 1.6381
(83, 16, 'DES_res[4].E_PV_sold[83,16]') | 1.0819
(83, 17, 'DES_res[4].E_PV_sold[83,17]') | 0.63338
(83, 18, 'DES_res[4].E_PV_sold[83,18]') | 0.18034
(83, 19, 'DES_res[4].E_PV_sold[83,19]') | 0
(83, 20, 'DES_res[4].E_PV_sold[83,20]') | 0
(83, 21, 'DES_res[4].E_PV_sold[83,21]') | 0
(83, 22, 'DES_res[4].E_PV_sold[83,22]') | 0
(83, 23, 'DES_res[4].E_PV_sold[83,23]') | 0
(83, 24, 'DES_res[4].E_PV_sold[83,24]') | 0
(178, 1, 'DES_res[4].E_PV_sold[178,1]') | 0
(178, 2, 'DES_res[4].E_PV_sold[178,2]') | 0
(178, 3, 'DES_res[4].E_PV_sold[178,3]') | 0
(178, 4, 'DES_res[4].E_PV_sold[178,4]') | 0
(178, 5, 'DES_res[4].E_PV_sold[178,5]') | 0
(178, 6, 'DES_res[4].E_PV_sold[178,6]') | 0
(178, 7, 'DES_res[4].E_PV_sold[178,7]') | 0
(178, 8, 'DES_res[4].E_PV_sold[178,8]') | 0
(178, 9, 'DES_res[4].E_PV_sold[178,9]') | 0.1875
(178, 10, 'DES_res[4].E_PV_sold[178,10]') | 0.84703
(178, 11, 'DES_res[4].E_PV_sold[178,11]') | 1.2954
(178, 12, 'DES_res[4].E_PV_sold[178,12]') | 1.6461
(178, 13, 'DES_res[4].E_PV_sold[178,13]') | 1.3422
(178, 14, 'DES_res[4].E_PV_sold[178,14]') | 1.8144
(178, 15, 'DES_res[4].E_PV_sold[178,15]') | 1.4392
(178, 16, 'DES_res[4].E_PV_sold[178,16]') | 1.1533
(178, 17, 'DES_res[4].E_PV_sold[178,17]') | 0.10838
(178, 18, 'DES_res[4].E_PV_sold[178,18]') | 0
(178, 19, 'DES_res[4].E_PV_sold[178,19]') | 0
(178, 20, 'DES_res[4].E_PV_sold[178,20]') | 0
(178, 21, 'DES_res[4].E_PV_sold[178,21]') | 0
(178, 22, 'DES_res[4].E_PV_sold[178,22]') | 0
(178, 23, 'DES_res[4].E_PV_sold[178,23]') | 0
(178, 24, 'DES_res[4].E_PV_sold[178,24]') | 0
(208, 1, 'DES_res[4].E_PV_sold[208,1]') | 0
(208, 2, 'DES_res[4].E_PV_sold[208,2]') | 0
(208, 3, 'DES_res[4].E_PV_sold[208,3]') | 0
(208, 4, 'DES_res[4].E_PV_sold[208,4]') | 0
(208, 5, 'DES_res[4].E_PV_sold[208,5]') | 0
(208, 6, 'DES_res[4].E_PV_sold[208,6]') | 0
(208, 7, 'DES_res[4].E_PV_sold[208,7]') | 0
(208, 8, 'DES_res[4].E_PV_sold[208,8]') | 0
(208, 9, 'DES_res[4].E_PV_sold[208,9]') | 0
(208, 10, 'DES_res[4].E_PV_sold[208,10]') | 0.0031053
(208, 11, 'DES_res[4].E_PV_sold[208,11]') | 0.3878
(208, 12, 'DES_res[4].E_PV_sold[208,12]') | 1.5389
(208, 13, 'DES_res[4].E_PV_sold[208,13]') | 1.8243
(208, 14, 'DES_res[4].E_PV_sold[208,14]') | 1.8151
(208, 15, 'DES_res[4].E_PV_sold[208,15]') | 1.5856
(208, 16, 'DES_res[4].E_PV_sold[208,16]') | 0.62701
(208, 17, 'DES_res[4].E_PV_sold[208,17]') | 0.25094
(208, 18, 'DES_res[4].E_PV_sold[208,18]') | 0.023962
(208, 19, 'DES_res[4].E_PV_sold[208,19]') | 0
(208, 20, 'DES_res[4].E_PV_sold[208,20]') | 0
(208, 21, 'DES_res[4].E_PV_sold[208,21]') | 0
(208, 22, 'DES_res[4].E_PV_sold[208,22]') | 0
(208, 23, 'DES_res[4].E_PV_sold[208,23]') | 0
(208, 24, 'DES_res[4].E_PV_sold[208,24]') | 0
(225, 1, 'DES_res[4].E_PV_sold[225,1]') | 0
(225, 2, 'DES_res[4].E_PV_sold[225,2]') | 0
(225, 3, 'DES_res[4].E_PV_sold[225,3]') | 0
(225, 4, 'DES_res[4].E_PV_sold[225,4]') | 0
(225, 5, 'DES_res[4].E_PV_sold[225,5]') | 0
(225, 6, 'DES_res[4].E_PV_sold[225,6]') | 0
(225, 7, 'DES_res[4].E_PV_sold[225,7]') | 0
(225, 8, 'DES_res[4].E_PV_sold[225,8]') | 0
(225, 9, 'DES_res[4].E_PV_sold[225,9]') | 0
(225, 10, 'DES_res[4].E_PV_sold[225,10]') | 0.65247
(225, 11, 'DES_res[4].E_PV_sold[225,11]') | 1.2001
(225, 12, 'DES_res[4].E_PV_sold[225,12]') | 1.178
(225, 13, 'DES_res[4].E_PV_sold[225,13]') | 0.38496
(225, 14, 'DES_res[4].E_PV_sold[225,14]') | 1.5588
(225, 15, 'DES_res[4].E_PV_sold[225,15]') | 0.69125
(225, 16, 'DES_res[4].E_PV_sold[225,16]') | 0
(225, 17, 'DES_res[4].E_PV_sold[225,17]') | 0
(225, 18, 'DES_res[4].E_PV_sold[225,18]') | 0
(225, 19, 'DES_res[4].E_PV_sold[225,19]') | 0
(225, 20, 'DES_res[4].E_PV_sold[225,20]') | 0
(225, 21, 'DES_res[4].E_PV_sold[225,21]') | 0
(225, 22, 'DES_res[4].E_PV_sold[225,22]') | 0
(225, 23, 'DES_res[4].E_PV_sold[225,23]') | 0
(225, 24, 'DES_res[4].E_PV_sold[225,24]') | 0
(248, 1, 'DES_res[4].E_PV_sold[248,1]') | 0
(248, 2, 'DES_res[4].E_PV_sold[248,2]') | 0
(248, 3, 'DES_res[4].E_PV_sold[248,3]') | 0
(248, 4, 'DES_res[4].E_PV_sold[248,4]') | 0
(248, 5, 'DES_res[4].E_PV_sold[248,5]') | 0
(248, 6, 'DES_res[4].E_PV_sold[248,6]') | 0
(248, 7, 'DES_res[4].E_PV_sold[248,7]') | 0
(248, 8, 'DES_res[4].E_PV_sold[248,8]') | 0.0094385
(248, 9, 'DES_res[4].E_PV_sold[248,9]') | 0.083597
(248, 10, 'DES_res[4].E_PV_sold[248,10]') | 0
(248, 11, 'DES_res[4].E_PV_sold[248,11]') | 0.59406
(248, 12, 'DES_res[4].E_PV_sold[248,12]') | 0
(248, 13, 'DES_res[4].E_PV_sold[248,13]') | 1.633
(248, 14, 'DES_res[4].E_PV_sold[248,14]') | 1.7298
(248, 15, 'DES_res[4].E_PV_sold[248,15]') | 1.3632
(248, 16, 'DES_res[4].E_PV_sold[248,16]') | 0.96877
(248, 17, 'DES_res[4].E_PV_sold[248,17]') | 0.81026
(248, 18, 'DES_res[4].E_PV_sold[248,18]') | 0.37688
(248, 19, 'DES_res[4].E_PV_sold[248,19]') | 0.050276
(248, 20, 'DES_res[4].E_PV_sold[248,20]') | 0
(248, 21, 'DES_res[4].E_PV_sold[248,21]') | 0
(248, 22, 'DES_res[4].E_PV_sold[248,22]') | 0
(248, 23, 'DES_res[4].E_PV_sold[248,23]') | 0
(248, 24, 'DES_res[4].E_PV_sold[248,24]') | 0
(249, 1, 'DES_res[4].E_PV_sold[249,1]') | 0
(249, 2, 'DES_res[4].E_PV_sold[249,2]') | 0
(249, 3, 'DES_res[4].E_PV_sold[249,3]') | 0
(249, 4, 'DES_res[4].E_PV_sold[249,4]') | 0
(249, 5, 'DES_res[4].E_PV_sold[249,5]') | 0
(249, 6, 'DES_res[4].E_PV_sold[249,6]') | 0
(249, 7, 'DES_res[4].E_PV_sold[249,7]') | 0
(249, 8, 'DES_res[4].E_PV_sold[249,8]') | 0.021719
(249, 9, 'DES_res[4].E_PV_sold[249,9]') | 0.31242
(249, 10, 'DES_res[4].E_PV_sold[249,10]') | 0.81423
(249, 11, 'DES_res[4].E_PV_sold[249,11]') | 1.2437
(249, 12, 'DES_res[4].E_PV_sold[249,12]') | 1.408
(249, 13, 'DES_res[4].E_PV_sold[249,13]') | 1.8522
(249, 14, 'DES_res[4].E_PV_sold[249,14]') | 1.8644
(249, 15, 'DES_res[4].E_PV_sold[249,15]') | 1.6498
(249, 16, 'DES_res[4].E_PV_sold[249,16]') | 1.3065
(249, 17, 'DES_res[4].E_PV_sold[249,17]') | 0.021722
(249, 18, 'DES_res[4].E_PV_sold[249,18]') | 0.10974
(249, 19, 'DES_res[4].E_PV_sold[249,19]') | 0
(249, 20, 'DES_res[4].E_PV_sold[249,20]') | 0
(249, 21, 'DES_res[4].E_PV_sold[249,21]') | 0
(249, 22, 'DES_res[4].E_PV_sold[249,22]') | 0
(249, 23, 'DES_res[4].E_PV_sold[249,23]') | 0
(249, 24, 'DES_res[4].E_PV_sold[249,24]') | 0
(264, 1, 'DES_res[4].E_PV_sold[264,1]') | 0
(264, 2, 'DES_res[4].E_PV_sold[264,2]') | 0
(264, 3, 'DES_res[4].E_PV_sold[264,3]') | 0
(264, 4, 'DES_res[4].E_PV_sold[264,4]') | 0
(264, 5, 'DES_res[4].E_PV_sold[264,5]') | 0
(264, 6, 'DES_res[4].E_PV_sold[264,6]') | 0
(264, 7, 'DES_res[4].E_PV_sold[264,7]') | 0
(264, 8, 'DES_res[4].E_PV_sold[264,8]') | 0
(264, 9, 'DES_res[4].E_PV_sold[264,9]') | 0.27894
(264, 10, 'DES_res[4].E_PV_sold[264,10]') | 0.71249
(264, 11, 'DES_res[4].E_PV_sold[264,11]') | 1.343
(264, 12, 'DES_res[4].E_PV_sold[264,12]') | 1.5023
(264, 13, 'DES_res[4].E_PV_sold[264,13]') | 1.8279
(264, 14, 'DES_res[4].E_PV_sold[264,14]') | 1.7975
(264, 15, 'DES_res[4].E_PV_sold[264,15]') | 1.5693
(264, 16, 'DES_res[4].E_PV_sold[264,16]') | 1.2419
(264, 17, 'DES_res[4].E_PV_sold[264,17]') | 0.73082
(264, 18, 'DES_res[4].E_PV_sold[264,18]') | 0.22604
(264, 19, 'DES_res[4].E_PV_sold[264,19]') | 0
(264, 20, 'DES_res[4].E_PV_sold[264,20]') | 0
(264, 21, 'DES_res[4].E_PV_sold[264,21]') | 0
(264, 22, 'DES_res[4].E_PV_sold[264,22]') | 0
(264, 23, 'DES_res[4].E_PV_sold[264,23]') | 0
(264, 24, 'DES_res[4].E_PV_sold[264,24]') | 0

## Res_E_PV_used
variable value
(34, 1, 'DES_res[4].E_PV_used[34,1]') | 0
(34, 2, 'DES_res[4].E_PV_used[34,2]') | 0
(34, 3, 'DES_res[4].E_PV_used[34,3]') | 0
(34, 4, 'DES_res[4].E_PV_used[34,4]') | 0
(34, 5, 'DES_res[4].E_PV_used[34,5]') | 0
(34, 6, 'DES_res[4].E_PV_used[34,6]') | 0
(34, 7, 'DES_res[4].E_PV_used[34,7]') | 0.0039522
(34, 8, 'DES_res[4].E_PV_used[34,8]') | 0.096919
(34, 9, 'DES_res[4].E_PV_used[34,9]') | 0.38868
(34, 10, 'DES_res[4].E_PV_used[34,10]') | 0.50584
(34, 11, 'DES_res[4].E_PV_used[34,11]') | 0.46488
(34, 12, 'DES_res[4].E_PV_used[34,12]') | 0.2641
(34, 13, 'DES_res[4].E_PV_used[34,13]') | 0.07456
(34, 14, 'DES_res[4].E_PV_used[34,14]') | 0.08784
(34, 15, 'DES_res[4].E_PV_used[34,15]') | 0.08784
(34, 16, 'DES_res[4].E_PV_used[34,16]') | 0.17808
(34, 17, 'DES_res[4].E_PV_used[34,17]') | 0.3569
(34, 18, 'DES_res[4].E_PV_used[34,18]') | 0.44786
(34, 19, 'DES_res[4].E_PV_used[34,19]') | 0.12276
(34, 20, 'DES_res[4].E_PV_used[34,20]') | 0.01052
(34, 21, 'DES_res[4].E_PV_used[34,21]') | 0
(34, 22, 'DES_res[4].E_PV_used[34,22]') | 0
(34, 23, 'DES_res[4].E_PV_used[34,23]') | 0
(34, 24, 'DES_res[4].E_PV_used[34,24]') | 0
(47, 1, 'DES_res[4].E_PV_used[47,1]') | 0
(47, 2, 'DES_res[4].E_PV_used[47,2]') | 0
(47, 3, 'DES_res[4].E_PV_used[47,3]') | 0
(47, 4, 'DES_res[4].E_PV_used[47,4]') | 0
(47, 5, 'DES_res[4].E_PV_used[47,5]') | 0
(47, 6, 'DES_res[4].E_PV_used[47,6]') | 0
(47, 7, 'DES_res[4].E_PV_used[47,7]') | 0.0039522
(47, 8, 'DES_res[4].E_PV_used[47,8]') | 0.096919
(47, 9, 'DES_res[4].E_PV_used[47,9]') | 0.1533
(47, 10, 'DES_res[4].E_PV_used[47,10]') | 0.12038
(47, 11, 'DES_res[4].E_PV_used[47,11]') | 0.14152
(47, 12, 'DES_res[4].E_PV_used[47,12]') | 0.13304
(47, 13, 'DES_res[4].E_PV_used[47,13]') | 0.17782
(47, 14, 'DES_res[4].E_PV_used[47,14]') | 0.11326
(47, 15, 'DES_res[4].E_PV_used[47,15]') | 0.12962
(47, 16, 'DES_res[4].E_PV_used[47,16]') | 0.37916
(47, 17, 'DES_res[4].E_PV_used[47,17]') | 0.80906
(47, 18, 'DES_res[4].E_PV_used[47,18]') | 0.44786
(47, 19, 'DES_res[4].E_PV_used[47,19]') | 0.12276
(47, 20, 'DES_res[4].E_PV_used[47,20]') | 0.01052
(47, 21, 'DES_res[4].E_PV_used[47,21]') | 0
(47, 22, 'DES_res[4].E_PV_used[47,22]') | 0
(47, 23, 'DES_res[4].E_PV_used[47,23]') | 0
(47, 24, 'DES_res[4].E_PV_used[47,24]') | 0
(70, 1, 'DES_res[4].E_PV_used[70,1]') | 0
(70, 2, 'DES_res[4].E_PV_used[70,2]') | 0
(70, 3, 'DES_res[4].E_PV_used[70,3]') | 0
(70, 4, 'DES_res[4].E_PV_used[70,4]') | 0
(70, 5, 'DES_res[4].E_PV_used[70,5]') | 0
(70, 6, 'DES_res[4].E_PV_used[70,6]') | 0
(70, 7, 'DES_res[4].E_PV_used[70,7]') | 0.0039522
(70, 8, 'DES_res[4].E_PV_used[70,8]') | 0.096919
(70, 9, 'DES_res[4].E_PV_used[70,9]') | 0.38868
(70, 10, 'DES_res[4].E_PV_used[70,10]') | 0.13204
(70, 11, 'DES_res[4].E_PV_used[70,11]') | 0.0432
(70, 12, 'DES_res[4].E_PV_used[70,12]') | 0.0432
(70, 13, 'DES_res[4].E_PV_used[70,13]') | 0.0432
(70, 14, 'DES_res[4].E_PV_used[70,14]') | 0.0432
(70, 15, 'DES_res[4].E_PV_used[70,15]') | 0.0432
(70, 16, 'DES_res[4].E_PV_used[70,16]') | 0.0432
(70, 17, 'DES_res[4].E_PV_used[70,17]') | 0.0432
(70, 18, 'DES_res[4].E_PV_used[70,18]') | 0.08434
(70, 19, 'DES_res[4].E_PV_used[70,19]') | 0.12276
(70, 20, 'DES_res[4].E_PV_used[70,20]') | 0.01052
(70, 21, 'DES_res[4].E_PV_used[70,21]') | 0
(70, 22, 'DES_res[4].E_PV_used[70,22]') | 0
(70, 23, 'DES_res[4].E_PV_used[70,23]') | 0
(70, 24, 'DES_res[4].E_PV_used[70,24]') | 0
(73, 1, 'DES_res[4].E_PV_used[73,1]') | 0
(73, 2, 'DES_res[4].E_PV_used[73,2]') | 0
(73, 3, 'DES_res[4].E_PV_used[73,3]') | 0
(73, 4, 'DES_res[4].E_PV_used[73,4]') | 0
(73, 5, 'DES_res[4].E_PV_used[73,5]') | 0
(73, 6, 'DES_res[4].E_PV_used[73,6]') | 0
(73, 7, 'DES_res[4].E_PV_used[73,7]') | 0.0039522
(73, 8, 'DES_res[4].E_PV_used[73,8]') | 0.096919
(73, 9, 'DES_res[4].E_PV_used[73,9]') | 0.12306
(73, 10, 'DES_res[4].E_PV_used[73,10]') | 0.11558
(73, 11, 'DES_res[4].E_PV_used[73,11]') | 0.14758
(73, 12, 'DES_res[4].E_PV_used[73,12]') | 1.0543
(73, 13, 'DES_res[4].E_PV_used[73,13]') | 1.268
(73, 14, 'DES_res[4].E_PV_used[73,14]') | 0.29702
(73, 15, 'DES_res[4].E_PV_used[73,15]') | 0.44546
(73, 16, 'DES_res[4].E_PV_used[73,16]') | 0.15264
(73, 17, 'DES_res[4].E_PV_used[73,17]') | 0.27008
(73, 18, 'DES_res[4].E_PV_used[73,18]') | 0.44786
(73, 19, 'DES_res[4].E_PV_used[73,19]') | 0.12276
(73, 20, 'DES_res[4].E_PV_used[73,20]') | 0.01052
(73, 21, 'DES_res[4].E_PV_used[73,21]') | 0
(73, 22, 'DES_res[4].E_PV_used[73,22]') | 0
(73, 23, 'DES_res[4].E_PV_used[73,23]') | 0
(73, 24, 'DES_res[4].E_PV_used[73,24]') | 0
(74, 1, 'DES_res[4].E_PV_used[74,1]') | 0
(74, 2, 'DES_res[4].E_PV_used[74,2]') | 0
(74, 3, 'DES_res[4].E_PV_used[74,3]') | 0
(74, 4, 'DES_res[4].E_PV_used[74,4]') | 0
(74, 5, 'DES_res[4].E_PV_used[74,5]') | 0
(74, 6, 'DES_res[4].E_PV_used[74,6]') | 0
(74, 7, 'DES_res[4].E_PV_used[74,7]') | 0.0039522
(74, 8, 'DES_res[4].E_PV_used[74,8]') | 0.096919
(74, 9, 'DES_res[4].E_PV_used[74,9]') | 0.06534
(74, 10, 'DES_res[4].E_PV_used[74,10]') | 0.86742
(74, 11, 'DES_res[4].E_PV_used[74,11]') | 0.11186
(74, 12, 'DES_res[4].E_PV_used[74,12]') | 0.84366
(74, 13, 'DES_res[4].E_PV_used[74,13]') | 0.08214
(74, 14, 'DES_res[4].E_PV_used[74,14]') | 0.08912
(74, 15, 'DES_res[4].E_PV_used[74,15]') | 0.052
(74, 16, 'DES_res[4].E_PV_used[74,16]') | 0.06534
(74, 17, 'DES_res[4].E_PV_used[74,17]') | 0.06534
(74, 18, 'DES_res[4].E_PV_used[74,18]') | 0.0944
(74, 19, 'DES_res[4].E_PV_used[74,19]') | 0.12276
(74, 20, 'DES_res[4].E_PV_used[74,20]') | 0.01052
(74, 21, 'DES_res[4].E_PV_used[74,21]') | 0
(74, 22, 'DES_res[4].E_PV_used[74,22]') | 0
(74, 23, 'DES_res[4].E_PV_used[74,23]') | 0
(74, 24, 'DES_res[4].E_PV_used[74,24]') | 0
(83, 1, 'DES_res[4].E_PV_used[83,1]') | 0
(83, 2, 'DES_res[4].E_PV_used[83,2]') | 0
(83, 3, 'DES_res[4].E_PV_used[83,3]') | 0
(83, 4, 'DES_res[4].E_PV_used[83,4]') | 0
(83, 5, 'DES_res[4].E_PV_used[83,5]') | 0
(83, 6, 'DES_res[4].E_PV_used[83,6]') | 0
(83, 7, 'DES_res[4].E_PV_used[83,7]') | 0.0039522
(83, 8, 'DES_res[4].E_PV_used[83,8]') | 0.096919
(83, 9, 'DES_res[4].E_PV_used[83,9]') | 0.38868
(83, 10, 'DES_res[4].E_PV_used[83,10]') | 0.4215
(83, 11, 'DES_res[4].E_PV_used[83,11]') | 0.1465
(83, 12, 'DES_res[4].E_PV_used[83,12]') | 0.06634
(83, 13, 'DES_res[4].E_PV_used[83,13]') | 0.10966
(83, 14, 'DES_res[4].E_PV_used[83,14]') | 0.06326
(83, 15, 'DES_res[4].E_PV_used[83,15]') | 0.088
(83, 16, 'DES_res[4].E_PV_used[83,16]') | 0.27884
(83, 17, 'DES_res[4].E_PV_used[83,17]') | 0.25086
(83, 18, 'DES_res[4].E_PV_used[83,18]') | 0.26752
(83, 19, 'DES_res[4].E_PV_used[83,19]') | 0.12276
(83, 20, 'DES_res[4].E_PV_used[83,20]') | 0.01052
(83, 21, 'DES_res[4].E_PV_used[83,21]') | 0
(83, 22, 'DES_res[4].E_PV_used[83,22]') | 0
(83, 23, 'DES_res[4].E_PV_used[83,23]') | 0
(83, 24, 'DES_res[4].E_PV_used[83,24]') | 0
(178, 1, 'DES_res[4].E_PV_used[178,1]') | 0
(178, 2, 'DES_res[4].E_PV_used[178,2]') | 0
(178, 3, 'DES_res[4].E_PV_used[178,3]') | 0
(178, 4, 'DES_res[4].E_PV_used[178,4]') | 0
(178, 5, 'DES_res[4].E_PV_used[178,5]') | 0
(178, 6, 'DES_res[4].E_PV_used[178,6]') | 0
(178, 7, 'DES_res[4].E_PV_used[178,7]') | 0.0039522
(178, 8, 'DES_res[4].E_PV_used[178,8]') | 0.096919
(178, 9, 'DES_res[4].E_PV_used[178,9]') | 0.20118
(178, 10, 'DES_res[4].E_PV_used[178,10]') | 0.044
(178, 11, 'DES_res[4].E_PV_used[178,11]') | 0.08918
(178, 12, 'DES_res[4].E_PV_used[178,12]') | 0.08096
(178, 13, 'DES_res[4].E_PV_used[178,13]') | 0.62802
(178, 14, 'DES_res[4].E_PV_used[178,14]') | 0.08918
(178, 15, 'DES_res[4].E_PV_used[178,15]') | 0.28686
(178, 16, 'DES_res[4].E_PV_used[178,16]') | 0.20736
(178, 17, 'DES_res[4].E_PV_used[178,17]') | 0.77586
(178, 18, 'DES_res[4].E_PV_used[178,18]') | 0.44786
(178, 19, 'DES_res[4].E_PV_used[178,19]') | 0.12276
(178, 20, 'DES_res[4].E_PV_used[178,20]') | 0.01052
(178, 21, 'DES_res[4].E_PV_used[178,21]') | 0
(178, 22, 'DES_res[4].E_PV_used[178,22]') | 0
(178, 23, 'DES_res[4].E_PV_used[178,23]') | 0
(178, 24, 'DES_res[4].E_PV_used[178,24]') | 0
(208, 1, 'DES_res[4].E_PV_used[208,1]') | 0
(208, 2, 'DES_res[4].E_PV_used[208,2]') | 0
(208, 3, 'DES_res[4].E_PV_used[208,3]') | 0
(208, 4, 'DES_res[4].E_PV_used[208,4]') | 0
(208, 5, 'DES_res[4].E_PV_used[208,5]') | 0
(208, 6, 'DES_res[4].E_PV_used[208,6]') | 0
(208, 7, 'DES_res[4].E_PV_used[208,7]') | 0.0039522
(208, 8, 'DES_res[4].E_PV_used[208,8]') | 0.096919
(208, 9, 'DES_res[4].E_PV_used[208,9]') | 0.38868
(208, 10, 'DES_res[4].E_PV_used[208,10]') | 0.88792
(208, 11, 'DES_res[4].E_PV_used[208,11]') | 0.9968
(208, 12, 'DES_res[4].E_PV_used[208,12]') | 0.1882
(208, 13, 'DES_res[4].E_PV_used[208,13]') | 0.14598
(208, 14, 'DES_res[4].E_PV_used[208,14]') | 0.08846
(208, 15, 'DES_res[4].E_PV_used[208,15]') | 0.1405
(208, 16, 'DES_res[4].E_PV_used[208,16]') | 0.73368
(208, 17, 'DES_res[4].E_PV_used[208,17]') | 0.6333
(208, 18, 'DES_res[4].E_PV_used[208,18]') | 0.4239
(208, 19, 'DES_res[4].E_PV_used[208,19]') | 0.12276
(208, 20, 'DES_res[4].E_PV_used[208,20]') | 0.01052
(208, 21, 'DES_res[4].E_PV_used[208,21]') | 0
(208, 22, 'DES_res[4].E_PV_used[208,22]') | 0
(208, 23, 'DES_res[4].E_PV_used[208,23]') | 0
(208, 24, 'DES_res[4].E_PV_used[208,24]') | 0
(225, 1, 'DES_res[4].E_PV_used[225,1]') | 0
(225, 2, 'DES_res[4].E_PV_used[225,2]') | 0
(225, 3, 'DES_res[4].E_PV_used[225,3]') | 0
(225, 4, 'DES_res[4].E_PV_used[225,4]') | 0
(225, 5, 'DES_res[4].E_PV_used[225,5]') | 0
(225, 6, 'DES_res[4].E_PV_used[225,6]') | 0
(225, 7, 'DES_res[4].E_PV_used[225,7]') | 0.0039522
(225, 8, 'DES_res[4].E_PV_used[225,8]') | 0.096919
(225, 9, 'DES_res[4].E_PV_used[225,9]') | 0.38868
(225, 10, 'DES_res[4].E_PV_used[225,10]') | 0.23856
(225, 11, 'DES_res[4].E_PV_used[225,11]') | 0.18452
(225, 12, 'DES_res[4].E_PV_used[225,12]') | 0.54904
(225, 13, 'DES_res[4].E_PV_used[225,13]') | 1.5853
(225, 14, 'DES_res[4].E_PV_used[225,14]') | 0.34478
(225, 15, 'DES_res[4].E_PV_used[225,15]') | 1.0348
(225, 16, 'DES_res[4].E_PV_used[225,16]') | 1.3607
(225, 17, 'DES_res[4].E_PV_used[225,17]') | 0.88424
(225, 18, 'DES_res[4].E_PV_used[225,18]') | 0.44786
(225, 19, 'DES_res[4].E_PV_used[225,19]') | 0.12276
(225, 20, 'DES_res[4].E_PV_used[225,20]') | 0.01052
(225, 21, 'DES_res[4].E_PV_used[225,21]') | 0
(225, 22, 'DES_res[4].E_PV_used[225,22]') | 0
(225, 23, 'DES_res[4].E_PV_used[225,23]') | 0
(225, 24, 'DES_res[4].E_PV_used[225,24]') | 0
(248, 1, 'DES_res[4].E_PV_used[248,1]') | 0
(248, 2, 'DES_res[4].E_PV_used[248,2]') | 0
(248, 3, 'DES_res[4].E_PV_used[248,3]') | 0
(248, 4, 'DES_res[4].E_PV_used[248,4]') | 0
(248, 5, 'DES_res[4].E_PV_used[248,5]') | 0
(248, 6, 'DES_res[4].E_PV_used[248,6]') | 0
(248, 7, 'DES_res[4].E_PV_used[248,7]') | 0.0039522
(248, 8, 'DES_res[4].E_PV_used[248,8]') | 0.08748
(248, 9, 'DES_res[4].E_PV_used[248,9]') | 0.30508
(248, 10, 'DES_res[4].E_PV_used[248,10]') | 0.89103
(248, 11, 'DES_res[4].E_PV_used[248,11]') | 0.79054
(248, 12, 'DES_res[4].E_PV_used[248,12]') | 1.7271
(248, 13, 'DES_res[4].E_PV_used[248,13]') | 0.33728
(248, 14, 'DES_res[4].E_PV_used[248,14]') | 0.1738
(248, 15, 'DES_res[4].E_PV_used[248,15]') | 0.36288
(248, 16, 'DES_res[4].E_PV_used[248,16]') | 0.39192
(248, 17, 'DES_res[4].E_PV_used[248,17]') | 0.07398
(248, 18, 'DES_res[4].E_PV_used[248,18]') | 0.07098
(248, 19, 'DES_res[4].E_PV_used[248,19]') | 0.07248
(248, 20, 'DES_res[4].E_PV_used[248,20]') | 0.01052
(248, 21, 'DES_res[4].E_PV_used[248,21]') | 0
(248, 22, 'DES_res[4].E_PV_used[248,22]') | 0
(248, 23, 'DES_res[4].E_PV_used[248,23]') | 0
(248, 24, 'DES_res[4].E_PV_used[248,24]') | 0
(249, 1, 'DES_res[4].E_PV_used[249,1]') | 0
(249, 2, 'DES_res[4].E_PV_used[249,2]') | 0
(249, 3, 'DES_res[4].E_PV_used[249,3]') | 0
(249, 4, 'DES_res[4].E_PV_used[249,4]') | 0
(249, 5, 'DES_res[4].E_PV_used[249,5]') | 0
(249, 6, 'DES_res[4].E_PV_used[249,6]') | 0
(249, 7, 'DES_res[4].E_PV_used[249,7]') | 0.0039522
(249, 8, 'DES_res[4].E_PV_used[249,8]') | 0.0752
(249, 9, 'DES_res[4].E_PV_used[249,9]') | 0.07626
(249, 10, 'DES_res[4].E_PV_used[249,10]') | 0.0768
(249, 11, 'DES_res[4].E_PV_used[249,11]') | 0.14088
(249, 12, 'DES_res[4].E_PV_used[249,12]') | 0.31902
(249, 13, 'DES_res[4].E_PV_used[249,13]') | 0.11808
(249, 14, 'DES_res[4].E_PV_used[249,14]') | 0.0392
(249, 15, 'DES_res[4].E_PV_used[249,15]') | 0.07626
(249, 16, 'DES_res[4].E_PV_used[249,16]') | 0.05416
(249, 17, 'DES_res[4].E_PV_used[249,17]') | 0.86252
(249, 18, 'DES_res[4].E_PV_used[249,18]') | 0.33812
(249, 19, 'DES_res[4].E_PV_used[249,19]') | 0.12276
(249, 20, 'DES_res[4].E_PV_used[249,20]') | 0.01052
(249, 21, 'DES_res[4].E_PV_used[249,21]') | 0
(249, 22, 'DES_res[4].E_PV_used[249,22]') | 0
(249, 23, 'DES_res[4].E_PV_used[249,23]') | 0
(249, 24, 'DES_res[4].E_PV_used[249,24]') | 0
(264, 1, 'DES_res[4].E_PV_used[264,1]') | 0
(264, 2, 'DES_res[4].E_PV_used[264,2]') | 0
(264, 3, 'DES_res[4].E_PV_used[264,3]') | 0
(264, 4, 'DES_res[4].E_PV_used[264,4]') | 0
(264, 5, 'DES_res[4].E_PV_used[264,5]') | 0
(264, 6, 'DES_res[4].E_PV_used[264,6]') | 0
(264, 7, 'DES_res[4].E_PV_used[264,7]') | 0.0039522
(264, 8, 'DES_res[4].E_PV_used[264,8]') | 0.096919
(264, 9, 'DES_res[4].E_PV_used[264,9]') | 0.10974
(264, 10, 'DES_res[4].E_PV_used[264,10]') | 0.17854
(264, 11, 'DES_res[4].E_PV_used[264,11]') | 0.0416
(264, 12, 'DES_res[4].E_PV_used[264,12]') | 0.22478
(264, 13, 'DES_res[4].E_PV_used[264,13]') | 0.14232
(264, 14, 'DES_res[4].E_PV_used[264,14]') | 0.10608
(264, 15, 'DES_res[4].E_PV_used[264,15]') | 0.15682
(264, 16, 'DES_res[4].E_PV_used[264,16]') | 0.11876
(264, 17, 'DES_res[4].E_PV_used[264,17]') | 0.15342
(264, 18, 'DES_res[4].E_PV_used[264,18]') | 0.22182
(264, 19, 'DES_res[4].E_PV_used[264,19]') | 0.12276
(264, 20, 'DES_res[4].E_PV_used[264,20]') | 0.01052
(264, 21, 'DES_res[4].E_PV_used[264,21]') | 0
(264, 22, 'DES_res[4].E_PV_used[264,22]') | 0
(264, 23, 'DES_res[4].E_PV_used[264,23]') | 0
(264, 24, 'DES_res[4].E_PV_used[264,24]') | 0

## Q
variable value
(34, 1, 'RESU6.5', 'DES_res[4].Q[34,1,RESU6.5]') | 1
(34, 1, 'RESU3.3', 'DES_res[4].Q[34,1,RESU3.3]') | 1
(34, 1, 'TP2', 'DES_res[4].Q[34,1,TP2]') | 1
(34, 2, 'RESU6.5', 'DES_res[4].Q[34,2,RESU6.5]') | 1
(34, 2, 'RESU3.3', 'DES_res[4].Q[34,2,RESU3.3]') | 1
(34, 2, 'TP2', 'DES_res[4].Q[34,2,TP2]') | 1
(34, 3, 'RESU6.5', 'DES_res[4].Q[34,3,RESU6.5]') | 1
(34, 3, 'RESU3.3', 'DES_res[4].Q[34,3,RESU3.3]') | 1
(34, 3, 'TP2', 'DES_res[4].Q[34,3,TP2]') | 1
(34, 4, 'RESU6.5', 'DES_res[4].Q[34,4,RESU6.5]') | 1
(34, 4, 'RESU3.3', 'DES_res[4].Q[34,4,RESU3.3]') | 1
(34, 4, 'TP2', 'DES_res[4].Q[34,4,TP2]') | 1
(34, 5, 'RESU6.5', 'DES_res[4].Q[34,5,RESU6.5]') | 1
(34, 5, 'RESU3.3', 'DES_res[4].Q[34,5,RESU3.3]') | 1
(34, 5, 'TP2', 'DES_res[4].Q[34,5,TP2]') | 1
(34, 6, 'RESU6.5', 'DES_res[4].Q[34,6,RESU6.5]') | 1
(34, 6, 'RESU3.3', 'DES_res[4].Q[34,6,RESU3.3]') | 1
(34, 6, 'TP2', 'DES_res[4].Q[34,6,TP2]') | 1
(34, 7, 'RESU6.5', 'DES_res[4].Q[34,7,RESU6.5]') | 1
(34, 7, 'RESU3.3', 'DES_res[4].Q[34,7,RESU3.3]') | 1
(34, 7, 'TP2', 'DES_res[4].Q[34,7,TP2]') | 1
(34, 8, 'RESU6.5', 'DES_res[4].Q[34,8,RESU6.5]') | 1
(34, 8, 'RESU3.3', 'DES_res[4].Q[34,8,RESU3.3]') | 1
(34, 8, 'TP2', 'DES_res[4].Q[34,8,TP2]') | 1
(34, 9, 'RESU6.5', 'DES_res[4].Q[34,9,RESU6.5]') | 1
(34, 9, 'RESU3.3', 'DES_res[4].Q[34,9,RESU3.3]') | 1
(34, 9, 'TP2', 'DES_res[4].Q[34,9,TP2]') | 1
(34, 10, 'RESU6.5', 'DES_res[4].Q[34,10,RESU6.5]') | 1
(34, 10, 'RESU3.3', 'DES_res[4].Q[34,10,RESU3.3]') | 1
(34, 10, 'TP2', 'DES_res[4].Q[34,10,TP2]') | 1
(34, 11, 'RESU6.5', 'DES_res[4].Q[34,11,RESU6.5]') | 1
(34, 11, 'RESU3.3', 'DES_res[4].Q[34,11,RESU3.3]') | 1
(34, 11, 'TP2', 'DES_res[4].Q[34,11,TP2]') | 1
(34, 12, 'RESU6.5', 'DES_res[4].Q[34,12,RESU6.5]') | 1
(34, 12, 'RESU3.3', 'DES_res[4].Q[34,12,RESU3.3]') | 1
(34, 12, 'TP2', 'DES_res[4].Q[34,12,TP2]') | 1
(34, 13, 'RESU6.5', 'DES_res[4].Q[34,13,RESU6.5]') | 1
(34, 13, 'RESU3.3', 'DES_res[4].Q[34,13,RESU3.3]') | 1
(34, 13, 'TP2', 'DES_res[4].Q[34,13,TP2]') | 1
(34, 14, 'RESU6.5', 'DES_res[4].Q[34,14,RESU6.5]') | 1
(34, 14, 'RESU3.3', 'DES_res[4].Q[34,14,RESU3.3]') | 1
(34, 14, 'TP2', 'DES_res[4].Q[34,14,TP2]') | 1
(34, 15, 'RESU6.5', 'DES_res[4].Q[34,15,RESU6.5]') | 1
(34, 15, 'RESU3.3', 'DES_res[4].Q[34,15,RESU3.3]') | 1
(34, 15, 'TP2', 'DES_res[4].Q[34,15,TP2]') | 1
(34, 16, 'RESU6.5', 'DES_res[4].Q[34,16,RESU6.5]') | 1
(34, 16, 'RESU3.3', 'DES_res[4].Q[34,16,RESU3.3]') | 1
(34, 16, 'TP2', 'DES_res[4].Q[34,16,TP2]') | 1
(34, 17, 'RESU6.5', 'DES_res[4].Q[34,17,RESU6.5]') | 1
(34, 17, 'RESU3.3', 'DES_res[4].Q[34,17,RESU3.3]') | 1
(34, 17, 'TP2', 'DES_res[4].Q[34,17,TP2]') | 1
(34, 18, 'RESU6.5', 'DES_res[4].Q[34,18,RESU6.5]') | 1
(34, 18, 'RESU3.3', 'DES_res[4].Q[34,18,RESU3.3]') | 1
(34, 18, 'TP2', 'DES_res[4].Q[34,18,TP2]') | 1
(34, 19, 'RESU6.5', 'DES_res[4].Q[34,19,RESU6.5]') | 1
(34, 19, 'RESU3.3', 'DES_res[4].Q[34,19,RESU3.3]') | 1
(34, 19, 'TP2', 'DES_res[4].Q[34,19,TP2]') | 1
(34, 20, 'RESU6.5', 'DES_res[4].Q[34,20,RESU6.5]') | 1
(34, 20, 'RESU3.3', 'DES_res[4].Q[34,20,RESU3.3]') | 1
(34, 20, 'TP2', 'DES_res[4].Q[34,20,TP2]') | 1
(34, 21, 'RESU6.5', 'DES_res[4].Q[34,21,RESU6.5]') | 1
(34, 21, 'RESU3.3', 'DES_res[4].Q[34,21,RESU3.3]') | 1
(34, 21, 'TP2', 'DES_res[4].Q[34,21,TP2]') | 1
(34, 22, 'RESU6.5', 'DES_res[4].Q[34,22,RESU6.5]') | 1
(34, 22, 'RESU3.3', 'DES_res[4].Q[34,22,RESU3.3]') | 1
(34, 22, 'TP2', 'DES_res[4].Q[34,22,TP2]') | 1
(34, 23, 'RESU6.5', 'DES_res[4].Q[34,23,RESU6.5]') | 1
(34, 23, 'RESU3.3', 'DES_res[4].Q[34,23,RESU3.3]') | 1
(34, 23, 'TP2', 'DES_res[4].Q[34,23,TP2]') | 1
(34, 24, 'RESU6.5', 'DES_res[4].Q[34,24,RESU6.5]') | 1
(34, 24, 'RESU3.3', 'DES_res[4].Q[34,24,RESU3.3]') | 1
(34, 24, 'TP2', 'DES_res[4].Q[34,24,TP2]') | 1
(47, 1, 'RESU6.5', 'DES_res[4].Q[47,1,RESU6.5]') | 1
(47, 1, 'RESU3.3', 'DES_res[4].Q[47,1,RESU3.3]') | 1
(47, 1, 'TP2', 'DES_res[4].Q[47,1,TP2]') | 1
(47, 2, 'RESU6.5', 'DES_res[4].Q[47,2,RESU6.5]') | 1
(47, 2, 'RESU3.3', 'DES_res[4].Q[47,2,RESU3.3]') | 1
(47, 2, 'TP2', 'DES_res[4].Q[47,2,TP2]') | 1
(47, 3, 'RESU6.5', 'DES_res[4].Q[47,3,RESU6.5]') | 1
(47, 3, 'RESU3.3', 'DES_res[4].Q[47,3,RESU3.3]') | 1
(47, 3, 'TP2', 'DES_res[4].Q[47,3,TP2]') | 1
(47, 4, 'RESU6.5', 'DES_res[4].Q[47,4,RESU6.5]') | 1
(47, 4, 'RESU3.3', 'DES_res[4].Q[47,4,RESU3.3]') | 1
(47, 4, 'TP2', 'DES_res[4].Q[47,4,TP2]') | 1
(47, 5, 'RESU6.5', 'DES_res[4].Q[47,5,RESU6.5]') | 1
(47, 5, 'RESU3.3', 'DES_res[4].Q[47,5,RESU3.3]') | 1
(47, 5, 'TP2', 'DES_res[4].Q[47,5,TP2]') | 1
(47, 6, 'RESU6.5', 'DES_res[4].Q[47,6,RESU6.5]') | 1
(47, 6, 'RESU3.3', 'DES_res[4].Q[47,6,RESU3.3]') | 1
(47, 6, 'TP2', 'DES_res[4].Q[47,6,TP2]') | 1
(47, 7, 'RESU6.5', 'DES_res[4].Q[47,7,RESU6.5]') | 1
(47, 7, 'RESU3.3', 'DES_res[4].Q[47,7,RESU3.3]') | 1
(47, 7, 'TP2', 'DES_res[4].Q[47,7,TP2]') | 1
(47, 8, 'RESU6.5', 'DES_res[4].Q[47,8,RESU6.5]') | 1
(47, 8, 'RESU3.3', 'DES_res[4].Q[47,8,RESU3.3]') | 1
(47, 8, 'TP2', 'DES_res[4].Q[47,8,TP2]') | 1
(47, 9, 'RESU6.5', 'DES_res[4].Q[47,9,RESU6.5]') | 1
(47, 9, 'RESU3.3', 'DES_res[4].Q[47,9,RESU3.3]') | 1
(47, 9, 'TP2', 'DES_res[4].Q[47,9,TP2]') | 1
(47, 10, 'RESU6.5', 'DES_res[4].Q[47,10,RESU6.5]') | 1
(47, 10, 'RESU3.3', 'DES_res[4].Q[47,10,RESU3.3]') | 1
(47, 10, 'TP2', 'DES_res[4].Q[47,10,TP2]') | 1
(47, 11, 'RESU6.5', 'DES_res[4].Q[47,11,RESU6.5]') | 1
(47, 11, 'RESU3.3', 'DES_res[4].Q[47,11,RESU3.3]') | 1
(47, 11, 'TP2', 'DES_res[4].Q[47,11,TP2]') | 1
(47, 12, 'RESU6.5', 'DES_res[4].Q[47,12,RESU6.5]') | 1
(47, 12, 'RESU3.3', 'DES_res[4].Q[47,12,RESU3.3]') | 1
(47, 12, 'TP2', 'DES_res[4].Q[47,12,TP2]') | 1
(47, 13, 'RESU6.5', 'DES_res[4].Q[47,13,RESU6.5]') | 1
(47, 13, 'RESU3.3', 'DES_res[4].Q[47,13,RESU3.3]') | 1
(47, 13, 'TP2', 'DES_res[4].Q[47,13,TP2]') | 1
(47, 14, 'RESU6.5', 'DES_res[4].Q[47,14,RESU6.5]') | 1
(47, 14, 'RESU3.3', 'DES_res[4].Q[47,14,RESU3.3]') | 1
(47, 14, 'TP2', 'DES_res[4].Q[47,14,TP2]') | 1
(47, 15, 'RESU6.5', 'DES_res[4].Q[47,15,RESU6.5]') | 1
(47, 15, 'RESU3.3', 'DES_res[4].Q[47,15,RESU3.3]') | 1
(47, 15, 'TP2', 'DES_res[4].Q[47,15,TP2]') | 1
(47, 16, 'RESU6.5', 'DES_res[4].Q[47,16,RESU6.5]') | 1
(47, 16, 'RESU3.3', 'DES_res[4].Q[47,16,RESU3.3]') | 1
(47, 16, 'TP2', 'DES_res[4].Q[47,16,TP2]') | 1
(47, 17, 'RESU6.5', 'DES_res[4].Q[47,17,RESU6.5]') | 1
(47, 17, 'RESU3.3', 'DES_res[4].Q[47,17,RESU3.3]') | 1
(47, 17, 'TP2', 'DES_res[4].Q[47,17,TP2]') | 1
(47, 18, 'RESU6.5', 'DES_res[4].Q[47,18,RESU6.5]') | 1
(47, 18, 'RESU3.3', 'DES_res[4].Q[47,18,RESU3.3]') | 1
(47, 18, 'TP2', 'DES_res[4].Q[47,18,TP2]') | 1
(47, 19, 'RESU6.5', 'DES_res[4].Q[47,19,RESU6.5]') | 1
(47, 19, 'RESU3.3', 'DES_res[4].Q[47,19,RESU3.3]') | 1
(47, 19, 'TP2', 'DES_res[4].Q[47,19,TP2]') | 1
(47, 20, 'RESU6.5', 'DES_res[4].Q[47,20,RESU6.5]') | 1
(47, 20, 'RESU3.3', 'DES_res[4].Q[47,20,RESU3.3]') | 1
(47, 20, 'TP2', 'DES_res[4].Q[47,20,TP2]') | 1
(47, 21, 'RESU6.5', 'DES_res[4].Q[47,21,RESU6.5]') | 1
(47, 21, 'RESU3.3', 'DES_res[4].Q[47,21,RESU3.3]') | 1
(47, 21, 'TP2', 'DES_res[4].Q[47,21,TP2]') | 1
(47, 22, 'RESU6.5', 'DES_res[4].Q[47,22,RESU6.5]') | 1
(47, 22, 'RESU3.3', 'DES_res[4].Q[47,22,RESU3.3]') | 1
(47, 22, 'TP2', 'DES_res[4].Q[47,22,TP2]') | 1
(47, 23, 'RESU6.5', 'DES_res[4].Q[47,23,RESU6.5]') | 1
(47, 23, 'RESU3.3', 'DES_res[4].Q[47,23,RESU3.3]') | 1
(47, 23, 'TP2', 'DES_res[4].Q[47,23,TP2]') | 1
(47, 24, 'RESU6.5', 'DES_res[4].Q[47,24,RESU6.5]') | 1
(47, 24, 'RESU3.3', 'DES_res[4].Q[47,24,RESU3.3]') | 1
(47, 24, 'TP2', 'DES_res[4].Q[47,24,TP2]') | 1
(70, 1, 'RESU6.5', 'DES_res[4].Q[70,1,RESU6.5]') | 1
(70, 1, 'RESU3.3', 'DES_res[4].Q[70,1,RESU3.3]') | 1
(70, 1, 'TP2', 'DES_res[4].Q[70,1,TP2]') | 1
(70, 2, 'RESU6.5', 'DES_res[4].Q[70,2,RESU6.5]') | 1
(70, 2, 'RESU3.3', 'DES_res[4].Q[70,2,RESU3.3]') | 1
(70, 2, 'TP2', 'DES_res[4].Q[70,2,TP2]') | 1
(70, 3, 'RESU6.5', 'DES_res[4].Q[70,3,RESU6.5]') | 1
(70, 3, 'RESU3.3', 'DES_res[4].Q[70,3,RESU3.3]') | 1
(70, 3, 'TP2', 'DES_res[4].Q[70,3,TP2]') | 1
(70, 4, 'RESU6.5', 'DES_res[4].Q[70,4,RESU6.5]') | 1
(70, 4, 'RESU3.3', 'DES_res[4].Q[70,4,RESU3.3]') | 1
(70, 4, 'TP2', 'DES_res[4].Q[70,4,TP2]') | 1
(70, 5, 'RESU6.5', 'DES_res[4].Q[70,5,RESU6.5]') | 1
(70, 5, 'RESU3.3', 'DES_res[4].Q[70,5,RESU3.3]') | 1
(70, 5, 'TP2', 'DES_res[4].Q[70,5,TP2]') | 1
(70, 6, 'RESU6.5', 'DES_res[4].Q[70,6,RESU6.5]') | 1
(70, 6, 'RESU3.3', 'DES_res[4].Q[70,6,RESU3.3]') | 1
(70, 6, 'TP2', 'DES_res[4].Q[70,6,TP2]') | 1
(70, 7, 'RESU6.5', 'DES_res[4].Q[70,7,RESU6.5]') | 1
(70, 7, 'RESU3.3', 'DES_res[4].Q[70,7,RESU3.3]') | 1
(70, 7, 'TP2', 'DES_res[4].Q[70,7,TP2]') | 1
(70, 8, 'RESU6.5', 'DES_res[4].Q[70,8,RESU6.5]') | 1
(70, 8, 'RESU3.3', 'DES_res[4].Q[70,8,RESU3.3]') | 1
(70, 8, 'TP2', 'DES_res[4].Q[70,8,TP2]') | 1
(70, 9, 'RESU6.5', 'DES_res[4].Q[70,9,RESU6.5]') | 1
(70, 9, 'RESU3.3', 'DES_res[4].Q[70,9,RESU3.3]') | 1
(70, 9, 'TP2', 'DES_res[4].Q[70,9,TP2]') | 1
(70, 10, 'RESU6.5', 'DES_res[4].Q[70,10,RESU6.5]') | 1
(70, 10, 'RESU3.3', 'DES_res[4].Q[70,10,RESU3.3]') | 1
(70, 10, 'TP2', 'DES_res[4].Q[70,10,TP2]') | 1
(70, 11, 'RESU6.5', 'DES_res[4].Q[70,11,RESU6.5]') | 1
(70, 11, 'RESU3.3', 'DES_res[4].Q[70,11,RESU3.3]') | 1
(70, 11, 'TP2', 'DES_res[4].Q[70,11,TP2]') | 1
(70, 12, 'RESU6.5', 'DES_res[4].Q[70,12,RESU6.5]') | 1
(70, 12, 'RESU3.3', 'DES_res[4].Q[70,12,RESU3.3]') | 1
(70, 12, 'TP2', 'DES_res[4].Q[70,12,TP2]') | 1
(70, 13, 'RESU6.5', 'DES_res[4].Q[70,13,RESU6.5]') | 1
(70, 13, 'RESU3.3', 'DES_res[4].Q[70,13,RESU3.3]') | 1
(70, 13, 'TP2', 'DES_res[4].Q[70,13,TP2]') | 1
(70, 14, 'RESU6.5', 'DES_res[4].Q[70,14,RESU6.5]') | 1
(70, 14, 'RESU3.3', 'DES_res[4].Q[70,14,RESU3.3]') | 1
(70, 14, 'TP2', 'DES_res[4].Q[70,14,TP2]') | 1
(70, 15, 'RESU6.5', 'DES_res[4].Q[70,15,RESU6.5]') | 1
(70, 15, 'RESU3.3', 'DES_res[4].Q[70,15,RESU3.3]') | 1
(70, 15, 'TP2', 'DES_res[4].Q[70,15,TP2]') | 1
(70, 16, 'RESU6.5', 'DES_res[4].Q[70,16,RESU6.5]') | 1
(70, 16, 'RESU3.3', 'DES_res[4].Q[70,16,RESU3.3]') | 1
(70, 16, 'TP2', 'DES_res[4].Q[70,16,TP2]') | 1
(70, 17, 'RESU6.5', 'DES_res[4].Q[70,17,RESU6.5]') | 1
(70, 17, 'RESU3.3', 'DES_res[4].Q[70,17,RESU3.3]') | 1
(70, 17, 'TP2', 'DES_res[4].Q[70,17,TP2]') | 1
(70, 18, 'RESU6.5', 'DES_res[4].Q[70,18,RESU6.5]') | 1
(70, 18, 'RESU3.3', 'DES_res[4].Q[70,18,RESU3.3]') | 1
(70, 18, 'TP2', 'DES_res[4].Q[70,18,TP2]') | 1
(70, 19, 'RESU6.5', 'DES_res[4].Q[70,19,RESU6.5]') | 1
(70, 19, 'RESU3.3', 'DES_res[4].Q[70,19,RESU3.3]') | 1
(70, 19, 'TP2', 'DES_res[4].Q[70,19,TP2]') | 1
(70, 20, 'RESU6.5', 'DES_res[4].Q[70,20,RESU6.5]') | 1
(70, 20, 'RESU3.3', 'DES_res[4].Q[70,20,RESU3.3]') | 1
(70, 20, 'TP2', 'DES_res[4].Q[70,20,TP2]') | 1
(70, 21, 'RESU6.5', 'DES_res[4].Q[70,21,RESU6.5]') | 1
(70, 21, 'RESU3.3', 'DES_res[4].Q[70,21,RESU3.3]') | 1
(70, 21, 'TP2', 'DES_res[4].Q[70,21,TP2]') | 1
(70, 22, 'RESU6.5', 'DES_res[4].Q[70,22,RESU6.5]') | 1
(70, 22, 'RESU3.3', 'DES_res[4].Q[70,22,RESU3.3]') | 1
(70, 22, 'TP2', 'DES_res[4].Q[70,22,TP2]') | 1
(70, 23, 'RESU6.5', 'DES_res[4].Q[70,23,RESU6.5]') | 1
(70, 23, 'RESU3.3', 'DES_res[4].Q[70,23,RESU3.3]') | 1
(70, 23, 'TP2', 'DES_res[4].Q[70,23,TP2]') | 1
(70, 24, 'RESU6.5', 'DES_res[4].Q[70,24,RESU6.5]') | 1
(70, 24, 'RESU3.3', 'DES_res[4].Q[70,24,RESU3.3]') | 1
(70, 24, 'TP2', 'DES_res[4].Q[70,24,TP2]') | 1
(73, 1, 'RESU6.5', 'DES_res[4].Q[73,1,RESU6.5]') | 1
(73, 1, 'RESU3.3', 'DES_res[4].Q[73,1,RESU3.3]') | 1
(73, 1, 'TP2', 'DES_res[4].Q[73,1,TP2]') | 1
(73, 2, 'RESU6.5', 'DES_res[4].Q[73,2,RESU6.5]') | 1
(73, 2, 'RESU3.3', 'DES_res[4].Q[73,2,RESU3.3]') | 1
(73, 2, 'TP2', 'DES_res[4].Q[73,2,TP2]') | 1
(73, 3, 'RESU6.5', 'DES_res[4].Q[73,3,RESU6.5]') | 1
(73, 3, 'RESU3.3', 'DES_res[4].Q[73,3,RESU3.3]') | 1
(73, 3, 'TP2', 'DES_res[4].Q[73,3,TP2]') | 1
(73, 4, 'RESU6.5', 'DES_res[4].Q[73,4,RESU6.5]') | 1
(73, 4, 'RESU3.3', 'DES_res[4].Q[73,4,RESU3.3]') | 1
(73, 4, 'TP2', 'DES_res[4].Q[73,4,TP2]') | 1
(73, 5, 'RESU6.5', 'DES_res[4].Q[73,5,RESU6.5]') | 1
(73, 5, 'RESU3.3', 'DES_res[4].Q[73,5,RESU3.3]') | 1
(73, 5, 'TP2', 'DES_res[4].Q[73,5,TP2]') | 1
(73, 6, 'RESU6.5', 'DES_res[4].Q[73,6,RESU6.5]') | 1
(73, 6, 'RESU3.3', 'DES_res[4].Q[73,6,RESU3.3]') | 1
(73, 6, 'TP2', 'DES_res[4].Q[73,6,TP2]') | 1
(73, 7, 'RESU6.5', 'DES_res[4].Q[73,7,RESU6.5]') | 1
(73, 7, 'RESU3.3', 'DES_res[4].Q[73,7,RESU3.3]') | 1
(73, 7, 'TP2', 'DES_res[4].Q[73,7,TP2]') | 1
(73, 8, 'RESU6.5', 'DES_res[4].Q[73,8,RESU6.5]') | 1
(73, 8, 'RESU3.3', 'DES_res[4].Q[73,8,RESU3.3]') | 1
(73, 8, 'TP2', 'DES_res[4].Q[73,8,TP2]') | 1
(73, 9, 'RESU6.5', 'DES_res[4].Q[73,9,RESU6.5]') | 1
(73, 9, 'RESU3.3', 'DES_res[4].Q[73,9,RESU3.3]') | 1
(73, 9, 'TP2', 'DES_res[4].Q[73,9,TP2]') | 1
(73, 10, 'RESU6.5', 'DES_res[4].Q[73,10,RESU6.5]') | 1
(73, 10, 'RESU3.3', 'DES_res[4].Q[73,10,RESU3.3]') | 1
(73, 10, 'TP2', 'DES_res[4].Q[73,10,TP2]') | 1
(73, 11, 'RESU6.5', 'DES_res[4].Q[73,11,RESU6.5]') | 1
(73, 11, 'RESU3.3', 'DES_res[4].Q[73,11,RESU3.3]') | 1
(73, 11, 'TP2', 'DES_res[4].Q[73,11,TP2]') | 1
(73, 12, 'RESU6.5', 'DES_res[4].Q[73,12,RESU6.5]') | 1
(73, 12, 'RESU3.3', 'DES_res[4].Q[73,12,RESU3.3]') | 1
(73, 12, 'TP2', 'DES_res[4].Q[73,12,TP2]') | 1
(73, 13, 'RESU6.5', 'DES_res[4].Q[73,13,RESU6.5]') | 1
(73, 13, 'RESU3.3', 'DES_res[4].Q[73,13,RESU3.3]') | 1
(73, 13, 'TP2', 'DES_res[4].Q[73,13,TP2]') | 1
(73, 14, 'RESU6.5', 'DES_res[4].Q[73,14,RESU6.5]') | 1
(73, 14, 'RESU3.3', 'DES_res[4].Q[73,14,RESU3.3]') | 1
(73, 14, 'TP2', 'DES_res[4].Q[73,14,TP2]') | 1
(73, 15, 'RESU6.5', 'DES_res[4].Q[73,15,RESU6.5]') | 1
(73, 15, 'RESU3.3', 'DES_res[4].Q[73,15,RESU3.3]') | 1
(73, 15, 'TP2', 'DES_res[4].Q[73,15,TP2]') | 1
(73, 16, 'RESU6.5', 'DES_res[4].Q[73,16,RESU6.5]') | 1
(73, 16, 'RESU3.3', 'DES_res[4].Q[73,16,RESU3.3]') | 1
(73, 16, 'TP2', 'DES_res[4].Q[73,16,TP2]') | 1
(73, 17, 'RESU6.5', 'DES_res[4].Q[73,17,RESU6.5]') | 1
(73, 17, 'RESU3.3', 'DES_res[4].Q[73,17,RESU3.3]') | 1
(73, 17, 'TP2', 'DES_res[4].Q[73,17,TP2]') | 1
(73, 18, 'RESU6.5', 'DES_res[4].Q[73,18,RESU6.5]') | 1
(73, 18, 'RESU3.3', 'DES_res[4].Q[73,18,RESU3.3]') | 1
(73, 18, 'TP2', 'DES_res[4].Q[73,18,TP2]') | 1
(73, 19, 'RESU6.5', 'DES_res[4].Q[73,19,RESU6.5]') | 1
(73, 19, 'RESU3.3', 'DES_res[4].Q[73,19,RESU3.3]') | 1
(73, 19, 'TP2', 'DES_res[4].Q[73,19,TP2]') | 1
(73, 20, 'RESU6.5', 'DES_res[4].Q[73,20,RESU6.5]') | 1
(73, 20, 'RESU3.3', 'DES_res[4].Q[73,20,RESU3.3]') | 1
(73, 20, 'TP2', 'DES_res[4].Q[73,20,TP2]') | 1
(73, 21, 'RESU6.5', 'DES_res[4].Q[73,21,RESU6.5]') | 1
(73, 21, 'RESU3.3', 'DES_res[4].Q[73,21,RESU3.3]') | 1
(73, 21, 'TP2', 'DES_res[4].Q[73,21,TP2]') | 1
(73, 22, 'RESU6.5', 'DES_res[4].Q[73,22,RESU6.5]') | 1
(73, 22, 'RESU3.3', 'DES_res[4].Q[73,22,RESU3.3]') | 1
(73, 22, 'TP2', 'DES_res[4].Q[73,22,TP2]') | 1
(73, 23, 'RESU6.5', 'DES_res[4].Q[73,23,RESU6.5]') | 1
(73, 23, 'RESU3.3', 'DES_res[4].Q[73,23,RESU3.3]') | 1
(73, 23, 'TP2', 'DES_res[4].Q[73,23,TP2]') | 1
(73, 24, 'RESU6.5', 'DES_res[4].Q[73,24,RESU6.5]') | 1
(73, 24, 'RESU3.3', 'DES_res[4].Q[73,24,RESU3.3]') | 1
(73, 24, 'TP2', 'DES_res[4].Q[73,24,TP2]') | 1
(74, 1, 'RESU6.5', 'DES_res[4].Q[74,1,RESU6.5]') | 1
(74, 1, 'RESU3.3', 'DES_res[4].Q[74,1,RESU3.3]') | 1
(74, 1, 'TP2', 'DES_res[4].Q[74,1,TP2]') | 1
(74, 2, 'RESU6.5', 'DES_res[4].Q[74,2,RESU6.5]') | 1
(74, 2, 'RESU3.3', 'DES_res[4].Q[74,2,RESU3.3]') | 1
(74, 2, 'TP2', 'DES_res[4].Q[74,2,TP2]') | 1
(74, 3, 'RESU6.5', 'DES_res[4].Q[74,3,RESU6.5]') | 1
(74, 3, 'RESU3.3', 'DES_res[4].Q[74,3,RESU3.3]') | 1
(74, 3, 'TP2', 'DES_res[4].Q[74,3,TP2]') | 1
(74, 4, 'RESU6.5', 'DES_res[4].Q[74,4,RESU6.5]') | 1
(74, 4, 'RESU3.3', 'DES_res[4].Q[74,4,RESU3.3]') | 1
(74, 4, 'TP2', 'DES_res[4].Q[74,4,TP2]') | 1
(74, 5, 'RESU6.5', 'DES_res[4].Q[74,5,RESU6.5]') | 1
(74, 5, 'RESU3.3', 'DES_res[4].Q[74,5,RESU3.3]') | 1
(74, 5, 'TP2', 'DES_res[4].Q[74,5,TP2]') | 1
(74, 6, 'RESU6.5', 'DES_res[4].Q[74,6,RESU6.5]') | 1
(74, 6, 'RESU3.3', 'DES_res[4].Q[74,6,RESU3.3]') | 1
(74, 6, 'TP2', 'DES_res[4].Q[74,6,TP2]') | 1
(74, 7, 'RESU6.5', 'DES_res[4].Q[74,7,RESU6.5]') | 1
(74, 7, 'RESU3.3', 'DES_res[4].Q[74,7,RESU3.3]') | 1
(74, 7, 'TP2', 'DES_res[4].Q[74,7,TP2]') | 1
(74, 8, 'RESU6.5', 'DES_res[4].Q[74,8,RESU6.5]') | 1
(74, 8, 'RESU3.3', 'DES_res[4].Q[74,8,RESU3.3]') | 1
(74, 8, 'TP2', 'DES_res[4].Q[74,8,TP2]') | 1
(74, 9, 'RESU6.5', 'DES_res[4].Q[74,9,RESU6.5]') | 1
(74, 9, 'RESU3.3', 'DES_res[4].Q[74,9,RESU3.3]') | 1
(74, 9, 'TP2', 'DES_res[4].Q[74,9,TP2]') | 1
(74, 10, 'RESU6.5', 'DES_res[4].Q[74,10,RESU6.5]') | 1
(74, 10, 'RESU3.3', 'DES_res[4].Q[74,10,RESU3.3]') | 1
(74, 10, 'TP2', 'DES_res[4].Q[74,10,TP2]') | 1
(74, 11, 'RESU6.5', 'DES_res[4].Q[74,11,RESU6.5]') | 1
(74, 11, 'RESU3.3', 'DES_res[4].Q[74,11,RESU3.3]') | 1
(74, 11, 'TP2', 'DES_res[4].Q[74,11,TP2]') | 1
(74, 12, 'RESU6.5', 'DES_res[4].Q[74,12,RESU6.5]') | 1
(74, 12, 'RESU3.3', 'DES_res[4].Q[74,12,RESU3.3]') | 1
(74, 12, 'TP2', 'DES_res[4].Q[74,12,TP2]') | 1
(74, 13, 'RESU6.5', 'DES_res[4].Q[74,13,RESU6.5]') | 1
(74, 13, 'RESU3.3', 'DES_res[4].Q[74,13,RESU3.3]') | 1
(74, 13, 'TP2', 'DES_res[4].Q[74,13,TP2]') | 1
(74, 14, 'RESU6.5', 'DES_res[4].Q[74,14,RESU6.5]') | 1
(74, 14, 'RESU3.3', 'DES_res[4].Q[74,14,RESU3.3]') | 1
(74, 14, 'TP2', 'DES_res[4].Q[74,14,TP2]') | 1
(74, 15, 'RESU6.5', 'DES_res[4].Q[74,15,RESU6.5]') | 1
(74, 15, 'RESU3.3', 'DES_res[4].Q[74,15,RESU3.3]') | 1
(74, 15, 'TP2', 'DES_res[4].Q[74,15,TP2]') | 1
(74, 16, 'RESU6.5', 'DES_res[4].Q[74,16,RESU6.5]') | 1
(74, 16, 'RESU3.3', 'DES_res[4].Q[74,16,RESU3.3]') | 1
(74, 16, 'TP2', 'DES_res[4].Q[74,16,TP2]') | 1
(74, 17, 'RESU6.5', 'DES_res[4].Q[74,17,RESU6.5]') | 1
(74, 17, 'RESU3.3', 'DES_res[4].Q[74,17,RESU3.3]') | 1
(74, 17, 'TP2', 'DES_res[4].Q[74,17,TP2]') | 1
(74, 18, 'RESU6.5', 'DES_res[4].Q[74,18,RESU6.5]') | 1
(74, 18, 'RESU3.3', 'DES_res[4].Q[74,18,RESU3.3]') | 1
(74, 18, 'TP2', 'DES_res[4].Q[74,18,TP2]') | 1
(74, 19, 'RESU6.5', 'DES_res[4].Q[74,19,RESU6.5]') | 1
(74, 19, 'RESU3.3', 'DES_res[4].Q[74,19,RESU3.3]') | 1
(74, 19, 'TP2', 'DES_res[4].Q[74,19,TP2]') | 1
(74, 20, 'RESU6.5', 'DES_res[4].Q[74,20,RESU6.5]') | 1
(74, 20, 'RESU3.3', 'DES_res[4].Q[74,20,RESU3.3]') | 1
(74, 20, 'TP2', 'DES_res[4].Q[74,20,TP2]') | 1
(74, 21, 'RESU6.5', 'DES_res[4].Q[74,21,RESU6.5]') | 1
(74, 21, 'RESU3.3', 'DES_res[4].Q[74,21,RESU3.3]') | 1
(74, 21, 'TP2', 'DES_res[4].Q[74,21,TP2]') | 1
(74, 22, 'RESU6.5', 'DES_res[4].Q[74,22,RESU6.5]') | 1
(74, 22, 'RESU3.3', 'DES_res[4].Q[74,22,RESU3.3]') | 1
(74, 22, 'TP2', 'DES_res[4].Q[74,22,TP2]') | 1
(74, 23, 'RESU6.5', 'DES_res[4].Q[74,23,RESU6.5]') | 1
(74, 23, 'RESU3.3', 'DES_res[4].Q[74,23,RESU3.3]') | 1
(74, 23, 'TP2', 'DES_res[4].Q[74,23,TP2]') | 1
(74, 24, 'RESU6.5', 'DES_res[4].Q[74,24,RESU6.5]') | 1
(74, 24, 'RESU3.3', 'DES_res[4].Q[74,24,RESU3.3]') | 1
(74, 24, 'TP2', 'DES_res[4].Q[74,24,TP2]') | 1
(83, 1, 'RESU6.5', 'DES_res[4].Q[83,1,RESU6.5]') | 1
(83, 1, 'RESU3.3', 'DES_res[4].Q[83,1,RESU3.3]') | 1
(83, 1, 'TP2', 'DES_res[4].Q[83,1,TP2]') | 1
(83, 2, 'RESU6.5', 'DES_res[4].Q[83,2,RESU6.5]') | 1
(83, 2, 'RESU3.3', 'DES_res[4].Q[83,2,RESU3.3]') | 1
(83, 2, 'TP2', 'DES_res[4].Q[83,2,TP2]') | 1
(83, 3, 'RESU6.5', 'DES_res[4].Q[83,3,RESU6.5]') | 1
(83, 3, 'RESU3.3', 'DES_res[4].Q[83,3,RESU3.3]') | 1
(83, 3, 'TP2', 'DES_res[4].Q[83,3,TP2]') | 1
(83, 4, 'RESU6.5', 'DES_res[4].Q[83,4,RESU6.5]') | 1
(83, 4, 'RESU3.3', 'DES_res[4].Q[83,4,RESU3.3]') | 1
(83, 4, 'TP2', 'DES_res[4].Q[83,4,TP2]') | 1
(83, 5, 'RESU6.5', 'DES_res[4].Q[83,5,RESU6.5]') | 1
(83, 5, 'RESU3.3', 'DES_res[4].Q[83,5,RESU3.3]') | 1
(83, 5, 'TP2', 'DES_res[4].Q[83,5,TP2]') | 1
(83, 6, 'RESU6.5', 'DES_res[4].Q[83,6,RESU6.5]') | 1
(83, 6, 'RESU3.3', 'DES_res[4].Q[83,6,RESU3.3]') | 1
(83, 6, 'TP2', 'DES_res[4].Q[83,6,TP2]') | 1
(83, 7, 'RESU6.5', 'DES_res[4].Q[83,7,RESU6.5]') | 1
(83, 7, 'RESU3.3', 'DES_res[4].Q[83,7,RESU3.3]') | 1
(83, 7, 'TP2', 'DES_res[4].Q[83,7,TP2]') | 1
(83, 8, 'RESU6.5', 'DES_res[4].Q[83,8,RESU6.5]') | 1
(83, 8, 'RESU3.3', 'DES_res[4].Q[83,8,RESU3.3]') | 1
(83, 8, 'TP2', 'DES_res[4].Q[83,8,TP2]') | 1
(83, 9, 'RESU6.5', 'DES_res[4].Q[83,9,RESU6.5]') | 1
(83, 9, 'RESU3.3', 'DES_res[4].Q[83,9,RESU3.3]') | 1
(83, 9, 'TP2', 'DES_res[4].Q[83,9,TP2]') | 1
(83, 10, 'RESU6.5', 'DES_res[4].Q[83,10,RESU6.5]') | 1
(83, 10, 'RESU3.3', 'DES_res[4].Q[83,10,RESU3.3]') | 1
(83, 10, 'TP2', 'DES_res[4].Q[83,10,TP2]') | 1
(83, 11, 'RESU6.5', 'DES_res[4].Q[83,11,RESU6.5]') | 1
(83, 11, 'RESU3.3', 'DES_res[4].Q[83,11,RESU3.3]') | 1
(83, 11, 'TP2', 'DES_res[4].Q[83,11,TP2]') | 1
(83, 12, 'RESU6.5', 'DES_res[4].Q[83,12,RESU6.5]') | 1
(83, 12, 'RESU3.3', 'DES_res[4].Q[83,12,RESU3.3]') | 1
(83, 12, 'TP2', 'DES_res[4].Q[83,12,TP2]') | 1
(83, 13, 'RESU6.5', 'DES_res[4].Q[83,13,RESU6.5]') | 1
(83, 13, 'RESU3.3', 'DES_res[4].Q[83,13,RESU3.3]') | 1
(83, 13, 'TP2', 'DES_res[4].Q[83,13,TP2]') | 1
(83, 14, 'RESU6.5', 'DES_res[4].Q[83,14,RESU6.5]') | 1
(83, 14, 'RESU3.3', 'DES_res[4].Q[83,14,RESU3.3]') | 1
(83, 14, 'TP2', 'DES_res[4].Q[83,14,TP2]') | 1
(83, 15, 'RESU6.5', 'DES_res[4].Q[83,15,RESU6.5]') | 1
(83, 15, 'RESU3.3', 'DES_res[4].Q[83,15,RESU3.3]') | 1
(83, 15, 'TP2', 'DES_res[4].Q[83,15,TP2]') | 1
(83, 16, 'RESU6.5', 'DES_res[4].Q[83,16,RESU6.5]') | 1
(83, 16, 'RESU3.3', 'DES_res[4].Q[83,16,RESU3.3]') | 1
(83, 16, 'TP2', 'DES_res[4].Q[83,16,TP2]') | 1
(83, 17, 'RESU6.5', 'DES_res[4].Q[83,17,RESU6.5]') | 1
(83, 17, 'RESU3.3', 'DES_res[4].Q[83,17,RESU3.3]') | 1
(83, 17, 'TP2', 'DES_res[4].Q[83,17,TP2]') | 1
(83, 18, 'RESU6.5', 'DES_res[4].Q[83,18,RESU6.5]') | 1
(83, 18, 'RESU3.3', 'DES_res[4].Q[83,18,RESU3.3]') | 1
(83, 18, 'TP2', 'DES_res[4].Q[83,18,TP2]') | 1
(83, 19, 'RESU6.5', 'DES_res[4].Q[83,19,RESU6.5]') | 1
(83, 19, 'RESU3.3', 'DES_res[4].Q[83,19,RESU3.3]') | 1
(83, 19, 'TP2', 'DES_res[4].Q[83,19,TP2]') | 1
(83, 20, 'RESU6.5', 'DES_res[4].Q[83,20,RESU6.5]') | 1
(83, 20, 'RESU3.3', 'DES_res[4].Q[83,20,RESU3.3]') | 1
(83, 20, 'TP2', 'DES_res[4].Q[83,20,TP2]') | 1
(83, 21, 'RESU6.5', 'DES_res[4].Q[83,21,RESU6.5]') | 1
(83, 21, 'RESU3.3', 'DES_res[4].Q[83,21,RESU3.3]') | 1
(83, 21, 'TP2', 'DES_res[4].Q[83,21,TP2]') | 1
(83, 22, 'RESU6.5', 'DES_res[4].Q[83,22,RESU6.5]') | 1
(83, 22, 'RESU3.3', 'DES_res[4].Q[83,22,RESU3.3]') | 1
(83, 22, 'TP2', 'DES_res[4].Q[83,22,TP2]') | 1
(83, 23, 'RESU6.5', 'DES_res[4].Q[83,23,RESU6.5]') | 1
(83, 23, 'RESU3.3', 'DES_res[4].Q[83,23,RESU3.3]') | 1
(83, 23, 'TP2', 'DES_res[4].Q[83,23,TP2]') | 1
(83, 24, 'RESU6.5', 'DES_res[4].Q[83,24,RESU6.5]') | 1
(83, 24, 'RESU3.3', 'DES_res[4].Q[83,24,RESU3.3]') | 1
(83, 24, 'TP2', 'DES_res[4].Q[83,24,TP2]') | 1
(178, 1, 'RESU6.5', 'DES_res[4].Q[178,1,RESU6.5]') | 1
(178, 1, 'RESU3.3', 'DES_res[4].Q[178,1,RESU3.3]') | 1
(178, 1, 'TP2', 'DES_res[4].Q[178,1,TP2]') | 1
(178, 2, 'RESU6.5', 'DES_res[4].Q[178,2,RESU6.5]') | 1
(178, 2, 'RESU3.3', 'DES_res[4].Q[178,2,RESU3.3]') | 1
(178, 2, 'TP2', 'DES_res[4].Q[178,2,TP2]') | 1
(178, 3, 'RESU6.5', 'DES_res[4].Q[178,3,RESU6.5]') | 1
(178, 3, 'RESU3.3', 'DES_res[4].Q[178,3,RESU3.3]') | 1
(178, 3, 'TP2', 'DES_res[4].Q[178,3,TP2]') | 1
(178, 4, 'RESU6.5', 'DES_res[4].Q[178,4,RESU6.5]') | 1
(178, 4, 'RESU3.3', 'DES_res[4].Q[178,4,RESU3.3]') | 1
(178, 4, 'TP2', 'DES_res[4].Q[178,4,TP2]') | 1
(178, 5, 'RESU6.5', 'DES_res[4].Q[178,5,RESU6.5]') | 1
(178, 5, 'RESU3.3', 'DES_res[4].Q[178,5,RESU3.3]') | 1
(178, 5, 'TP2', 'DES_res[4].Q[178,5,TP2]') | 1
(178, 6, 'RESU6.5', 'DES_res[4].Q[178,6,RESU6.5]') | 1
(178, 6, 'RESU3.3', 'DES_res[4].Q[178,6,RESU3.3]') | 1
(178, 6, 'TP2', 'DES_res[4].Q[178,6,TP2]') | 1
(178, 7, 'RESU6.5', 'DES_res[4].Q[178,7,RESU6.5]') | 1
(178, 7, 'RESU3.3', 'DES_res[4].Q[178,7,RESU3.3]') | 1
(178, 7, 'TP2', 'DES_res[4].Q[178,7,TP2]') | 1
(178, 8, 'RESU6.5', 'DES_res[4].Q[178,8,RESU6.5]') | 1
(178, 8, 'RESU3.3', 'DES_res[4].Q[178,8,RESU3.3]') | 1
(178, 8, 'TP2', 'DES_res[4].Q[178,8,TP2]') | 1
(178, 9, 'RESU6.5', 'DES_res[4].Q[178,9,RESU6.5]') | 1
(178, 9, 'RESU3.3', 'DES_res[4].Q[178,9,RESU3.3]') | 1
(178, 9, 'TP2', 'DES_res[4].Q[178,9,TP2]') | 1
(178, 10, 'RESU6.5', 'DES_res[4].Q[178,10,RESU6.5]') | 1
(178, 10, 'RESU3.3', 'DES_res[4].Q[178,10,RESU3.3]') | 1
(178, 10, 'TP2', 'DES_res[4].Q[178,10,TP2]') | 1
(178, 11, 'RESU6.5', 'DES_res[4].Q[178,11,RESU6.5]') | 1
(178, 11, 'RESU3.3', 'DES_res[4].Q[178,11,RESU3.3]') | 1
(178, 11, 'TP2', 'DES_res[4].Q[178,11,TP2]') | 1
(178, 12, 'RESU6.5', 'DES_res[4].Q[178,12,RESU6.5]') | 1
(178, 12, 'RESU3.3', 'DES_res[4].Q[178,12,RESU3.3]') | 1
(178, 12, 'TP2', 'DES_res[4].Q[178,12,TP2]') | 1
(178, 13, 'RESU6.5', 'DES_res[4].Q[178,13,RESU6.5]') | 1
(178, 13, 'RESU3.3', 'DES_res[4].Q[178,13,RESU3.3]') | 1
(178, 13, 'TP2', 'DES_res[4].Q[178,13,TP2]') | 1
(178, 14, 'RESU6.5', 'DES_res[4].Q[178,14,RESU6.5]') | 1
(178, 14, 'RESU3.3', 'DES_res[4].Q[178,14,RESU3.3]') | 1
(178, 14, 'TP2', 'DES_res[4].Q[178,14,TP2]') | 1
(178, 15, 'RESU6.5', 'DES_res[4].Q[178,15,RESU6.5]') | 1
(178, 15, 'RESU3.3', 'DES_res[4].Q[178,15,RESU3.3]') | 1
(178, 15, 'TP2', 'DES_res[4].Q[178,15,TP2]') | 1
(178, 16, 'RESU6.5', 'DES_res[4].Q[178,16,RESU6.5]') | 1
(178, 16, 'RESU3.3', 'DES_res[4].Q[178,16,RESU3.3]') | 1
(178, 16, 'TP2', 'DES_res[4].Q[178,16,TP2]') | 1
(178, 17, 'RESU6.5', 'DES_res[4].Q[178,17,RESU6.5]') | 1
(178, 17, 'RESU3.3', 'DES_res[4].Q[178,17,RESU3.3]') | 1
(178, 17, 'TP2', 'DES_res[4].Q[178,17,TP2]') | 1
(178, 18, 'RESU6.5', 'DES_res[4].Q[178,18,RESU6.5]') | 1
(178, 18, 'RESU3.3', 'DES_res[4].Q[178,18,RESU3.3]') | 1
(178, 18, 'TP2', 'DES_res[4].Q[178,18,TP2]') | 1
(178, 19, 'RESU6.5', 'DES_res[4].Q[178,19,RESU6.5]') | 1
(178, 19, 'RESU3.3', 'DES_res[4].Q[178,19,RESU3.3]') | 1
(178, 19, 'TP2', 'DES_res[4].Q[178,19,TP2]') | 1
(178, 20, 'RESU6.5', 'DES_res[4].Q[178,20,RESU6.5]') | 1
(178, 20, 'RESU3.3', 'DES_res[4].Q[178,20,RESU3.3]') | 1
(178, 20, 'TP2', 'DES_res[4].Q[178,20,TP2]') | 1
(178, 21, 'RESU6.5', 'DES_res[4].Q[178,21,RESU6.5]') | 1
(178, 21, 'RESU3.3', 'DES_res[4].Q[178,21,RESU3.3]') | 1
(178, 21, 'TP2', 'DES_res[4].Q[178,21,TP2]') | 1
(178, 22, 'RESU6.5', 'DES_res[4].Q[178,22,RESU6.5]') | 1
(178, 22, 'RESU3.3', 'DES_res[4].Q[178,22,RESU3.3]') | 1
(178, 22, 'TP2', 'DES_res[4].Q[178,22,TP2]') | 1
(178, 23, 'RESU6.5', 'DES_res[4].Q[178,23,RESU6.5]') | 1
(178, 23, 'RESU3.3', 'DES_res[4].Q[178,23,RESU3.3]') | 1
(178, 23, 'TP2', 'DES_res[4].Q[178,23,TP2]') | 1
(178, 24, 'RESU6.5', 'DES_res[4].Q[178,24,RESU6.5]') | 1
(178, 24, 'RESU3.3', 'DES_res[4].Q[178,24,RESU3.3]') | 1
(178, 24, 'TP2', 'DES_res[4].Q[178,24,TP2]') | 1
(208, 1, 'RESU6.5', 'DES_res[4].Q[208,1,RESU6.5]') | 1
(208, 1, 'RESU3.3', 'DES_res[4].Q[208,1,RESU3.3]') | 1
(208, 1, 'TP2', 'DES_res[4].Q[208,1,TP2]') | 1
(208, 2, 'RESU6.5', 'DES_res[4].Q[208,2,RESU6.5]') | 1
(208, 2, 'RESU3.3', 'DES_res[4].Q[208,2,RESU3.3]') | 1
(208, 2, 'TP2', 'DES_res[4].Q[208,2,TP2]') | 1
(208, 3, 'RESU6.5', 'DES_res[4].Q[208,3,RESU6.5]') | 1
(208, 3, 'RESU3.3', 'DES_res[4].Q[208,3,RESU3.3]') | 1
(208, 3, 'TP2', 'DES_res[4].Q[208,3,TP2]') | 1
(208, 4, 'RESU6.5', 'DES_res[4].Q[208,4,RESU6.5]') | 1
(208, 4, 'RESU3.3', 'DES_res[4].Q[208,4,RESU3.3]') | 1
(208, 4, 'TP2', 'DES_res[4].Q[208,4,TP2]') | 1
(208, 5, 'RESU6.5', 'DES_res[4].Q[208,5,RESU6.5]') | 1
(208, 5, 'RESU3.3', 'DES_res[4].Q[208,5,RESU3.3]') | 1
(208, 5, 'TP2', 'DES_res[4].Q[208,5,TP2]') | 1
(208, 6, 'RESU6.5', 'DES_res[4].Q[208,6,RESU6.5]') | 1
(208, 6, 'RESU3.3', 'DES_res[4].Q[208,6,RESU3.3]') | 1
(208, 6, 'TP2', 'DES_res[4].Q[208,6,TP2]') | 1
(208, 7, 'RESU6.5', 'DES_res[4].Q[208,7,RESU6.5]') | 1
(208, 7, 'RESU3.3', 'DES_res[4].Q[208,7,RESU3.3]') | 1
(208, 7, 'TP2', 'DES_res[4].Q[208,7,TP2]') | 1
(208, 8, 'RESU6.5', 'DES_res[4].Q[208,8,RESU6.5]') | 1
(208, 8, 'RESU3.3', 'DES_res[4].Q[208,8,RESU3.3]') | 1
(208, 8, 'TP2', 'DES_res[4].Q[208,8,TP2]') | 1
(208, 9, 'RESU6.5', 'DES_res[4].Q[208,9,RESU6.5]') | 1
(208, 9, 'RESU3.3', 'DES_res[4].Q[208,9,RESU3.3]') | 1
(208, 9, 'TP2', 'DES_res[4].Q[208,9,TP2]') | 1
(208, 10, 'RESU6.5', 'DES_res[4].Q[208,10,RESU6.5]') | 1
(208, 10, 'RESU3.3', 'DES_res[4].Q[208,10,RESU3.3]') | 1
(208, 10, 'TP2', 'DES_res[4].Q[208,10,TP2]') | 1
(208, 11, 'RESU6.5', 'DES_res[4].Q[208,11,RESU6.5]') | 1
(208, 11, 'RESU3.3', 'DES_res[4].Q[208,11,RESU3.3]') | 1
(208, 11, 'TP2', 'DES_res[4].Q[208,11,TP2]') | 1
(208, 12, 'RESU6.5', 'DES_res[4].Q[208,12,RESU6.5]') | 1
(208, 12, 'RESU3.3', 'DES_res[4].Q[208,12,RESU3.3]') | 1
(208, 12, 'TP2', 'DES_res[4].Q[208,12,TP2]') | 1
(208, 13, 'RESU6.5', 'DES_res[4].Q[208,13,RESU6.5]') | 1
(208, 13, 'RESU3.3', 'DES_res[4].Q[208,13,RESU3.3]') | 1
(208, 13, 'TP2', 'DES_res[4].Q[208,13,TP2]') | 1
(208, 14, 'RESU6.5', 'DES_res[4].Q[208,14,RESU6.5]') | 1
(208, 14, 'RESU3.3', 'DES_res[4].Q[208,14,RESU3.3]') | 1
(208, 14, 'TP2', 'DES_res[4].Q[208,14,TP2]') | 1
(208, 15, 'RESU6.5', 'DES_res[4].Q[208,15,RESU6.5]') | 1
(208, 15, 'RESU3.3', 'DES_res[4].Q[208,15,RESU3.3]') | 1
(208, 15, 'TP2', 'DES_res[4].Q[208,15,TP2]') | 1
(208, 16, 'RESU6.5', 'DES_res[4].Q[208,16,RESU6.5]') | 1
(208, 16, 'RESU3.3', 'DES_res[4].Q[208,16,RESU3.3]') | 1
(208, 16, 'TP2', 'DES_res[4].Q[208,16,TP2]') | 1
(208, 17, 'RESU6.5', 'DES_res[4].Q[208,17,RESU6.5]') | 1
(208, 17, 'RESU3.3', 'DES_res[4].Q[208,17,RESU3.3]') | 1
(208, 17, 'TP2', 'DES_res[4].Q[208,17,TP2]') | 1
(208, 18, 'RESU6.5', 'DES_res[4].Q[208,18,RESU6.5]') | 1
(208, 18, 'RESU3.3', 'DES_res[4].Q[208,18,RESU3.3]') | 1
(208, 18, 'TP2', 'DES_res[4].Q[208,18,TP2]') | 1
(208, 19, 'RESU6.5', 'DES_res[4].Q[208,19,RESU6.5]') | 1
(208, 19, 'RESU3.3', 'DES_res[4].Q[208,19,RESU3.3]') | 1
(208, 19, 'TP2', 'DES_res[4].Q[208,19,TP2]') | 1
(208, 20, 'RESU6.5', 'DES_res[4].Q[208,20,RESU6.5]') | 1
(208, 20, 'RESU3.3', 'DES_res[4].Q[208,20,RESU3.3]') | 1
(208, 20, 'TP2', 'DES_res[4].Q[208,20,TP2]') | 1
(208, 21, 'RESU6.5', 'DES_res[4].Q[208,21,RESU6.5]') | 1
(208, 21, 'RESU3.3', 'DES_res[4].Q[208,21,RESU3.3]') | 1
(208, 21, 'TP2', 'DES_res[4].Q[208,21,TP2]') | 1
(208, 22, 'RESU6.5', 'DES_res[4].Q[208,22,RESU6.5]') | 1
(208, 22, 'RESU3.3', 'DES_res[4].Q[208,22,RESU3.3]') | 1
(208, 22, 'TP2', 'DES_res[4].Q[208,22,TP2]') | 1
(208, 23, 'RESU6.5', 'DES_res[4].Q[208,23,RESU6.5]') | 1
(208, 23, 'RESU3.3', 'DES_res[4].Q[208,23,RESU3.3]') | 1
(208, 23, 'TP2', 'DES_res[4].Q[208,23,TP2]') | 1
(208, 24, 'RESU6.5', 'DES_res[4].Q[208,24,RESU6.5]') | 1
(208, 24, 'RESU3.3', 'DES_res[4].Q[208,24,RESU3.3]') | 1
(208, 24, 'TP2', 'DES_res[4].Q[208,24,TP2]') | 1
(225, 1, 'RESU6.5', 'DES_res[4].Q[225,1,RESU6.5]') | 1
(225, 1, 'RESU3.3', 'DES_res[4].Q[225,1,RESU3.3]') | 1
(225, 1, 'TP2', 'DES_res[4].Q[225,1,TP2]') | 1
(225, 2, 'RESU6.5', 'DES_res[4].Q[225,2,RESU6.5]') | 1
(225, 2, 'RESU3.3', 'DES_res[4].Q[225,2,RESU3.3]') | 1
(225, 2, 'TP2', 'DES_res[4].Q[225,2,TP2]') | 1
(225, 3, 'RESU6.5', 'DES_res[4].Q[225,3,RESU6.5]') | 1
(225, 3, 'RESU3.3', 'DES_res[4].Q[225,3,RESU3.3]') | 1
(225, 3, 'TP2', 'DES_res[4].Q[225,3,TP2]') | 1
(225, 4, 'RESU6.5', 'DES_res[4].Q[225,4,RESU6.5]') | 1
(225, 4, 'RESU3.3', 'DES_res[4].Q[225,4,RESU3.3]') | 1
(225, 4, 'TP2', 'DES_res[4].Q[225,4,TP2]') | 1
(225, 5, 'RESU6.5', 'DES_res[4].Q[225,5,RESU6.5]') | 1
(225, 5, 'RESU3.3', 'DES_res[4].Q[225,5,RESU3.3]') | 1
(225, 5, 'TP2', 'DES_res[4].Q[225,5,TP2]') | 1
(225, 6, 'RESU6.5', 'DES_res[4].Q[225,6,RESU6.5]') | 1
(225, 6, 'RESU3.3', 'DES_res[4].Q[225,6,RESU3.3]') | 1
(225, 6, 'TP2', 'DES_res[4].Q[225,6,TP2]') | 1
(225, 7, 'RESU6.5', 'DES_res[4].Q[225,7,RESU6.5]') | 1
(225, 7, 'RESU3.3', 'DES_res[4].Q[225,7,RESU3.3]') | 1
(225, 7, 'TP2', 'DES_res[4].Q[225,7,TP2]') | 1
(225, 8, 'RESU6.5', 'DES_res[4].Q[225,8,RESU6.5]') | 1
(225, 8, 'RESU3.3', 'DES_res[4].Q[225,8,RESU3.3]') | 1
(225, 8, 'TP2', 'DES_res[4].Q[225,8,TP2]') | 1
(225, 9, 'RESU6.5', 'DES_res[4].Q[225,9,RESU6.5]') | 1
(225, 9, 'RESU3.3', 'DES_res[4].Q[225,9,RESU3.3]') | 1
(225, 9, 'TP2', 'DES_res[4].Q[225,9,TP2]') | 1
(225, 10, 'RESU6.5', 'DES_res[4].Q[225,10,RESU6.5]') | 1
(225, 10, 'RESU3.3', 'DES_res[4].Q[225,10,RESU3.3]') | 1
(225, 10, 'TP2', 'DES_res[4].Q[225,10,TP2]') | 1
(225, 11, 'RESU6.5', 'DES_res[4].Q[225,11,RESU6.5]') | 1
(225, 11, 'RESU3.3', 'DES_res[4].Q[225,11,RESU3.3]') | 1
(225, 11, 'TP2', 'DES_res[4].Q[225,11,TP2]') | 1
(225, 12, 'RESU6.5', 'DES_res[4].Q[225,12,RESU6.5]') | 1
(225, 12, 'RESU3.3', 'DES_res[4].Q[225,12,RESU3.3]') | 1
(225, 12, 'TP2', 'DES_res[4].Q[225,12,TP2]') | 1
(225, 13, 'RESU6.5', 'DES_res[4].Q[225,13,RESU6.5]') | 1
(225, 13, 'RESU3.3', 'DES_res[4].Q[225,13,RESU3.3]') | 1
(225, 13, 'TP2', 'DES_res[4].Q[225,13,TP2]') | 1
(225, 14, 'RESU6.5', 'DES_res[4].Q[225,14,RESU6.5]') | 1
(225, 14, 'RESU3.3', 'DES_res[4].Q[225,14,RESU3.3]') | 1
(225, 14, 'TP2', 'DES_res[4].Q[225,14,TP2]') | 1
(225, 15, 'RESU6.5', 'DES_res[4].Q[225,15,RESU6.5]') | 1
(225, 15, 'RESU3.3', 'DES_res[4].Q[225,15,RESU3.3]') | 1
(225, 15, 'TP2', 'DES_res[4].Q[225,15,TP2]') | 1
(225, 16, 'RESU6.5', 'DES_res[4].Q[225,16,RESU6.5]') | 1
(225, 16, 'RESU3.3', 'DES_res[4].Q[225,16,RESU3.3]') | 1
(225, 16, 'TP2', 'DES_res[4].Q[225,16,TP2]') | 1
(225, 17, 'RESU6.5', 'DES_res[4].Q[225,17,RESU6.5]') | 1
(225, 17, 'RESU3.3', 'DES_res[4].Q[225,17,RESU3.3]') | 1
(225, 17, 'TP2', 'DES_res[4].Q[225,17,TP2]') | 1
(225, 18, 'RESU6.5', 'DES_res[4].Q[225,18,RESU6.5]') | 1
(225, 18, 'RESU3.3', 'DES_res[4].Q[225,18,RESU3.3]') | 1
(225, 18, 'TP2', 'DES_res[4].Q[225,18,TP2]') | 1
(225, 19, 'RESU6.5', 'DES_res[4].Q[225,19,RESU6.5]') | 1
(225, 19, 'RESU3.3', 'DES_res[4].Q[225,19,RESU3.3]') | 1
(225, 19, 'TP2', 'DES_res[4].Q[225,19,TP2]') | 1
(225, 20, 'RESU6.5', 'DES_res[4].Q[225,20,RESU6.5]') | 1
(225, 20, 'RESU3.3', 'DES_res[4].Q[225,20,RESU3.3]') | 1
(225, 20, 'TP2', 'DES_res[4].Q[225,20,TP2]') | 1
(225, 21, 'RESU6.5', 'DES_res[4].Q[225,21,RESU6.5]') | 1
(225, 21, 'RESU3.3', 'DES_res[4].Q[225,21,RESU3.3]') | 1
(225, 21, 'TP2', 'DES_res[4].Q[225,21,TP2]') | 1
(225, 22, 'RESU6.5', 'DES_res[4].Q[225,22,RESU6.5]') | 1
(225, 22, 'RESU3.3', 'DES_res[4].Q[225,22,RESU3.3]') | 1
(225, 22, 'TP2', 'DES_res[4].Q[225,22,TP2]') | 1
(225, 23, 'RESU6.5', 'DES_res[4].Q[225,23,RESU6.5]') | 1
(225, 23, 'RESU3.3', 'DES_res[4].Q[225,23,RESU3.3]') | 1
(225, 23, 'TP2', 'DES_res[4].Q[225,23,TP2]') | 1
(225, 24, 'RESU6.5', 'DES_res[4].Q[225,24,RESU6.5]') | 1
(225, 24, 'RESU3.3', 'DES_res[4].Q[225,24,RESU3.3]') | 1
(225, 24, 'TP2', 'DES_res[4].Q[225,24,TP2]') | 1
(248, 1, 'RESU6.5', 'DES_res[4].Q[248,1,RESU6.5]') | 1
(248, 1, 'RESU3.3', 'DES_res[4].Q[248,1,RESU3.3]') | 1
(248, 1, 'TP2', 'DES_res[4].Q[248,1,TP2]') | 1
(248, 2, 'RESU6.5', 'DES_res[4].Q[248,2,RESU6.5]') | 1
(248, 2, 'RESU3.3', 'DES_res[4].Q[248,2,RESU3.3]') | 1
(248, 2, 'TP2', 'DES_res[4].Q[248,2,TP2]') | 1
(248, 3, 'RESU6.5', 'DES_res[4].Q[248,3,RESU6.5]') | 1
(248, 3, 'RESU3.3', 'DES_res[4].Q[248,3,RESU3.3]') | 1
(248, 3, 'TP2', 'DES_res[4].Q[248,3,TP2]') | 1
(248, 4, 'RESU6.5', 'DES_res[4].Q[248,4,RESU6.5]') | 1
(248, 4, 'RESU3.3', 'DES_res[4].Q[248,4,RESU3.3]') | 1
(248, 4, 'TP2', 'DES_res[4].Q[248,4,TP2]') | 1
(248, 5, 'RESU6.5', 'DES_res[4].Q[248,5,RESU6.5]') | 1
(248, 5, 'RESU3.3', 'DES_res[4].Q[248,5,RESU3.3]') | 1
(248, 5, 'TP2', 'DES_res[4].Q[248,5,TP2]') | 1
(248, 6, 'RESU6.5', 'DES_res[4].Q[248,6,RESU6.5]') | 1
(248, 6, 'RESU3.3', 'DES_res[4].Q[248,6,RESU3.3]') | 1
(248, 6, 'TP2', 'DES_res[4].Q[248,6,TP2]') | 1
(248, 7, 'RESU6.5', 'DES_res[4].Q[248,7,RESU6.5]') | 1
(248, 7, 'RESU3.3', 'DES_res[4].Q[248,7,RESU3.3]') | 1
(248, 7, 'TP2', 'DES_res[4].Q[248,7,TP2]') | 1
(248, 8, 'RESU6.5', 'DES_res[4].Q[248,8,RESU6.5]') | 1
(248, 8, 'RESU3.3', 'DES_res[4].Q[248,8,RESU3.3]') | 1
(248, 8, 'TP2', 'DES_res[4].Q[248,8,TP2]') | 1
(248, 9, 'RESU6.5', 'DES_res[4].Q[248,9,RESU6.5]') | 1
(248, 9, 'RESU3.3', 'DES_res[4].Q[248,9,RESU3.3]') | 1
(248, 9, 'TP2', 'DES_res[4].Q[248,9,TP2]') | 1
(248, 10, 'RESU6.5', 'DES_res[4].Q[248,10,RESU6.5]') | 1
(248, 10, 'RESU3.3', 'DES_res[4].Q[248,10,RESU3.3]') | 1
(248, 10, 'TP2', 'DES_res[4].Q[248,10,TP2]') | 1
(248, 11, 'RESU6.5', 'DES_res[4].Q[248,11,RESU6.5]') | 1
(248, 11, 'RESU3.3', 'DES_res[4].Q[248,11,RESU3.3]') | 1
(248, 11, 'TP2', 'DES_res[4].Q[248,11,TP2]') | 1
(248, 12, 'RESU6.5', 'DES_res[4].Q[248,12,RESU6.5]') | 1
(248, 12, 'RESU3.3', 'DES_res[4].Q[248,12,RESU3.3]') | 1
(248, 12, 'TP2', 'DES_res[4].Q[248,12,TP2]') | 1
(248, 13, 'RESU6.5', 'DES_res[4].Q[248,13,RESU6.5]') | 1
(248, 13, 'RESU3.3', 'DES_res[4].Q[248,13,RESU3.3]') | 1
(248, 13, 'TP2', 'DES_res[4].Q[248,13,TP2]') | 1
(248, 14, 'RESU6.5', 'DES_res[4].Q[248,14,RESU6.5]') | 1
(248, 14, 'RESU3.3', 'DES_res[4].Q[248,14,RESU3.3]') | 1
(248, 14, 'TP2', 'DES_res[4].Q[248,14,TP2]') | 1
(248, 15, 'RESU6.5', 'DES_res[4].Q[248,15,RESU6.5]') | 1
(248, 15, 'RESU3.3', 'DES_res[4].Q[248,15,RESU3.3]') | 1
(248, 15, 'TP2', 'DES_res[4].Q[248,15,TP2]') | 1
(248, 16, 'RESU6.5', 'DES_res[4].Q[248,16,RESU6.5]') | 1
(248, 16, 'RESU3.3', 'DES_res[4].Q[248,16,RESU3.3]') | 1
(248, 16, 'TP2', 'DES_res[4].Q[248,16,TP2]') | 1
(248, 17, 'RESU6.5', 'DES_res[4].Q[248,17,RESU6.5]') | 1
(248, 17, 'RESU3.3', 'DES_res[4].Q[248,17,RESU3.3]') | 1
(248, 17, 'TP2', 'DES_res[4].Q[248,17,TP2]') | 1
(248, 18, 'RESU6.5', 'DES_res[4].Q[248,18,RESU6.5]') | 1
(248, 18, 'RESU3.3', 'DES_res[4].Q[248,18,RESU3.3]') | 1
(248, 18, 'TP2', 'DES_res[4].Q[248,18,TP2]') | 1
(248, 19, 'RESU6.5', 'DES_res[4].Q[248,19,RESU6.5]') | 1
(248, 19, 'RESU3.3', 'DES_res[4].Q[248,19,RESU3.3]') | 1
(248, 19, 'TP2', 'DES_res[4].Q[248,19,TP2]') | 1
(248, 20, 'RESU6.5', 'DES_res[4].Q[248,20,RESU6.5]') | 1
(248, 20, 'RESU3.3', 'DES_res[4].Q[248,20,RESU3.3]') | 1
(248, 20, 'TP2', 'DES_res[4].Q[248,20,TP2]') | 1
(248, 21, 'RESU6.5', 'DES_res[4].Q[248,21,RESU6.5]') | 1
(248, 21, 'RESU3.3', 'DES_res[4].Q[248,21,RESU3.3]') | 1
(248, 21, 'TP2', 'DES_res[4].Q[248,21,TP2]') | 1
(248, 22, 'RESU6.5', 'DES_res[4].Q[248,22,RESU6.5]') | 1
(248, 22, 'RESU3.3', 'DES_res[4].Q[248,22,RESU3.3]') | 1
(248, 22, 'TP2', 'DES_res[4].Q[248,22,TP2]') | 1
(248, 23, 'RESU6.5', 'DES_res[4].Q[248,23,RESU6.5]') | 1
(248, 23, 'RESU3.3', 'DES_res[4].Q[248,23,RESU3.3]') | 1
(248, 23, 'TP2', 'DES_res[4].Q[248,23,TP2]') | 1
(248, 24, 'RESU6.5', 'DES_res[4].Q[248,24,RESU6.5]') | 1
(248, 24, 'RESU3.3', 'DES_res[4].Q[248,24,RESU3.3]') | 1
(248, 24, 'TP2', 'DES_res[4].Q[248,24,TP2]') | 1
(249, 1, 'RESU6.5', 'DES_res[4].Q[249,1,RESU6.5]') | 1
(249, 1, 'RESU3.3', 'DES_res[4].Q[249,1,RESU3.3]') | 1
(249, 1, 'TP2', 'DES_res[4].Q[249,1,TP2]') | 1
(249, 2, 'RESU6.5', 'DES_res[4].Q[249,2,RESU6.5]') | 1
(249, 2, 'RESU3.3', 'DES_res[4].Q[249,2,RESU3.3]') | 1
(249, 2, 'TP2', 'DES_res[4].Q[249,2,TP2]') | 1
(249, 3, 'RESU6.5', 'DES_res[4].Q[249,3,RESU6.5]') | 1
(249, 3, 'RESU3.3', 'DES_res[4].Q[249,3,RESU3.3]') | 1
(249, 3, 'TP2', 'DES_res[4].Q[249,3,TP2]') | 1
(249, 4, 'RESU6.5', 'DES_res[4].Q[249,4,RESU6.5]') | 1
(249, 4, 'RESU3.3', 'DES_res[4].Q[249,4,RESU3.3]') | 1
(249, 4, 'TP2', 'DES_res[4].Q[249,4,TP2]') | 1
(249, 5, 'RESU6.5', 'DES_res[4].Q[249,5,RESU6.5]') | 1
(249, 5, 'RESU3.3', 'DES_res[4].Q[249,5,RESU3.3]') | 1
(249, 5, 'TP2', 'DES_res[4].Q[249,5,TP2]') | 1
(249, 6, 'RESU6.5', 'DES_res[4].Q[249,6,RESU6.5]') | 1
(249, 6, 'RESU3.3', 'DES_res[4].Q[249,6,RESU3.3]') | 1
(249, 6, 'TP2', 'DES_res[4].Q[249,6,TP2]') | 1
(249, 7, 'RESU6.5', 'DES_res[4].Q[249,7,RESU6.5]') | 1
(249, 7, 'RESU3.3', 'DES_res[4].Q[249,7,RESU3.3]') | 1
(249, 7, 'TP2', 'DES_res[4].Q[249,7,TP2]') | 1
(249, 8, 'RESU6.5', 'DES_res[4].Q[249,8,RESU6.5]') | 1
(249, 8, 'RESU3.3', 'DES_res[4].Q[249,8,RESU3.3]') | 1
(249, 8, 'TP2', 'DES_res[4].Q[249,8,TP2]') | 1
(249, 9, 'RESU6.5', 'DES_res[4].Q[249,9,RESU6.5]') | 1
(249, 9, 'RESU3.3', 'DES_res[4].Q[249,9,RESU3.3]') | 1
(249, 9, 'TP2', 'DES_res[4].Q[249,9,TP2]') | 1
(249, 10, 'RESU6.5', 'DES_res[4].Q[249,10,RESU6.5]') | 1
(249, 10, 'RESU3.3', 'DES_res[4].Q[249,10,RESU3.3]') | 1
(249, 10, 'TP2', 'DES_res[4].Q[249,10,TP2]') | 1
(249, 11, 'RESU6.5', 'DES_res[4].Q[249,11,RESU6.5]') | 1
(249, 11, 'RESU3.3', 'DES_res[4].Q[249,11,RESU3.3]') | 1
(249, 11, 'TP2', 'DES_res[4].Q[249,11,TP2]') | 1
(249, 12, 'RESU6.5', 'DES_res[4].Q[249,12,RESU6.5]') | 1
(249, 12, 'RESU3.3', 'DES_res[4].Q[249,12,RESU3.3]') | 1
(249, 12, 'TP2', 'DES_res[4].Q[249,12,TP2]') | 1
(249, 13, 'RESU6.5', 'DES_res[4].Q[249,13,RESU6.5]') | 1
(249, 13, 'RESU3.3', 'DES_res[4].Q[249,13,RESU3.3]') | 1
(249, 13, 'TP2', 'DES_res[4].Q[249,13,TP2]') | 1
(249, 14, 'RESU6.5', 'DES_res[4].Q[249,14,RESU6.5]') | 1
(249, 14, 'RESU3.3', 'DES_res[4].Q[249,14,RESU3.3]') | 1
(249, 14, 'TP2', 'DES_res[4].Q[249,14,TP2]') | 1
(249, 15, 'RESU6.5', 'DES_res[4].Q[249,15,RESU6.5]') | 1
(249, 15, 'RESU3.3', 'DES_res[4].Q[249,15,RESU3.3]') | 1
(249, 15, 'TP2', 'DES_res[4].Q[249,15,TP2]') | 1
(249, 16, 'RESU6.5', 'DES_res[4].Q[249,16,RESU6.5]') | 1
(249, 16, 'RESU3.3', 'DES_res[4].Q[249,16,RESU3.3]') | 1
(249, 16, 'TP2', 'DES_res[4].Q[249,16,TP2]') | 1
(249, 17, 'RESU6.5', 'DES_res[4].Q[249,17,RESU6.5]') | 1
(249, 17, 'RESU3.3', 'DES_res[4].Q[249,17,RESU3.3]') | 1
(249, 17, 'TP2', 'DES_res[4].Q[249,17,TP2]') | 1
(249, 18, 'RESU6.5', 'DES_res[4].Q[249,18,RESU6.5]') | 1
(249, 18, 'RESU3.3', 'DES_res[4].Q[249,18,RESU3.3]') | 1
(249, 18, 'TP2', 'DES_res[4].Q[249,18,TP2]') | 1
(249, 19, 'RESU6.5', 'DES_res[4].Q[249,19,RESU6.5]') | 1
(249, 19, 'RESU3.3', 'DES_res[4].Q[249,19,RESU3.3]') | 1
(249, 19, 'TP2', 'DES_res[4].Q[249,19,TP2]') | 1
(249, 20, 'RESU6.5', 'DES_res[4].Q[249,20,RESU6.5]') | 1
(249, 20, 'RESU3.3', 'DES_res[4].Q[249,20,RESU3.3]') | 1
(249, 20, 'TP2', 'DES_res[4].Q[249,20,TP2]') | 1
(249, 21, 'RESU6.5', 'DES_res[4].Q[249,21,RESU6.5]') | 1
(249, 21, 'RESU3.3', 'DES_res[4].Q[249,21,RESU3.3]') | 1
(249, 21, 'TP2', 'DES_res[4].Q[249,21,TP2]') | 1
(249, 22, 'RESU6.5', 'DES_res[4].Q[249,22,RESU6.5]') | 1
(249, 22, 'RESU3.3', 'DES_res[4].Q[249,22,RESU3.3]') | 1
(249, 22, 'TP2', 'DES_res[4].Q[249,22,TP2]') | 1
(249, 23, 'RESU6.5', 'DES_res[4].Q[249,23,RESU6.5]') | 1
(249, 23, 'RESU3.3', 'DES_res[4].Q[249,23,RESU3.3]') | 1
(249, 23, 'TP2', 'DES_res[4].Q[249,23,TP2]') | 1
(249, 24, 'RESU6.5', 'DES_res[4].Q[249,24,RESU6.5]') | 1
(249, 24, 'RESU3.3', 'DES_res[4].Q[249,24,RESU3.3]') | 1
(249, 24, 'TP2', 'DES_res[4].Q[249,24,TP2]') | 1
(264, 1, 'RESU6.5', 'DES_res[4].Q[264,1,RESU6.5]') | 1
(264, 1, 'RESU3.3', 'DES_res[4].Q[264,1,RESU3.3]') | 1
(264, 1, 'TP2', 'DES_res[4].Q[264,1,TP2]') | 1
(264, 2, 'RESU6.5', 'DES_res[4].Q[264,2,RESU6.5]') | 1
(264, 2, 'RESU3.3', 'DES_res[4].Q[264,2,RESU3.3]') | 1
(264, 2, 'TP2', 'DES_res[4].Q[264,2,TP2]') | 1
(264, 3, 'RESU6.5', 'DES_res[4].Q[264,3,RESU6.5]') | 1
(264, 3, 'RESU3.3', 'DES_res[4].Q[264,3,RESU3.3]') | 1
(264, 3, 'TP2', 'DES_res[4].Q[264,3,TP2]') | 1
(264, 4, 'RESU6.5', 'DES_res[4].Q[264,4,RESU6.5]') | 1
(264, 4, 'RESU3.3', 'DES_res[4].Q[264,4,RESU3.3]') | 1
(264, 4, 'TP2', 'DES_res[4].Q[264,4,TP2]') | 1
(264, 5, 'RESU6.5', 'DES_res[4].Q[264,5,RESU6.5]') | 1
(264, 5, 'RESU3.3', 'DES_res[4].Q[264,5,RESU3.3]') | 1
(264, 5, 'TP2', 'DES_res[4].Q[264,5,TP2]') | 1
(264, 6, 'RESU6.5', 'DES_res[4].Q[264,6,RESU6.5]') | 1
(264, 6, 'RESU3.3', 'DES_res[4].Q[264,6,RESU3.3]') | 1
(264, 6, 'TP2', 'DES_res[4].Q[264,6,TP2]') | 1
(264, 7, 'RESU6.5', 'DES_res[4].Q[264,7,RESU6.5]') | 1
(264, 7, 'RESU3.3', 'DES_res[4].Q[264,7,RESU3.3]') | 1
(264, 7, 'TP2', 'DES_res[4].Q[264,7,TP2]') | 1
(264, 8, 'RESU6.5', 'DES_res[4].Q[264,8,RESU6.5]') | 1
(264, 8, 'RESU3.3', 'DES_res[4].Q[264,8,RESU3.3]') | 1
(264, 8, 'TP2', 'DES_res[4].Q[264,8,TP2]') | 1
(264, 9, 'RESU6.5', 'DES_res[4].Q[264,9,RESU6.5]') | 1
(264, 9, 'RESU3.3', 'DES_res[4].Q[264,9,RESU3.3]') | 1
(264, 9, 'TP2', 'DES_res[4].Q[264,9,TP2]') | 1
(264, 10, 'RESU6.5', 'DES_res[4].Q[264,10,RESU6.5]') | 1
(264, 10, 'RESU3.3', 'DES_res[4].Q[264,10,RESU3.3]') | 1
(264, 10, 'TP2', 'DES_res[4].Q[264,10,TP2]') | 1
(264, 11, 'RESU6.5', 'DES_res[4].Q[264,11,RESU6.5]') | 1
(264, 11, 'RESU3.3', 'DES_res[4].Q[264,11,RESU3.3]') | 1
(264, 11, 'TP2', 'DES_res[4].Q[264,11,TP2]') | 1
(264, 12, 'RESU6.5', 'DES_res[4].Q[264,12,RESU6.5]') | 1
(264, 12, 'RESU3.3', 'DES_res[4].Q[264,12,RESU3.3]') | 1
(264, 12, 'TP2', 'DES_res[4].Q[264,12,TP2]') | 1
(264, 13, 'RESU6.5', 'DES_res[4].Q[264,13,RESU6.5]') | 1
(264, 13, 'RESU3.3', 'DES_res[4].Q[264,13,RESU3.3]') | 1
(264, 13, 'TP2', 'DES_res[4].Q[264,13,TP2]') | 1
(264, 14, 'RESU6.5', 'DES_res[4].Q[264,14,RESU6.5]') | 1
(264, 14, 'RESU3.3', 'DES_res[4].Q[264,14,RESU3.3]') | 1
(264, 14, 'TP2', 'DES_res[4].Q[264,14,TP2]') | 1
(264, 15, 'RESU6.5', 'DES_res[4].Q[264,15,RESU6.5]') | 1
(264, 15, 'RESU3.3', 'DES_res[4].Q[264,15,RESU3.3]') | 1
(264, 15, 'TP2', 'DES_res[4].Q[264,15,TP2]') | 1
(264, 16, 'RESU6.5', 'DES_res[4].Q[264,16,RESU6.5]') | 1
(264, 16, 'RESU3.3', 'DES_res[4].Q[264,16,RESU3.3]') | 1
(264, 16, 'TP2', 'DES_res[4].Q[264,16,TP2]') | 1
(264, 17, 'RESU6.5', 'DES_res[4].Q[264,17,RESU6.5]') | 1
(264, 17, 'RESU3.3', 'DES_res[4].Q[264,17,RESU3.3]') | 1
(264, 17, 'TP2', 'DES_res[4].Q[264,17,TP2]') | 1
(264, 18, 'RESU6.5', 'DES_res[4].Q[264,18,RESU6.5]') | 1
(264, 18, 'RESU3.3', 'DES_res[4].Q[264,18,RESU3.3]') | 1
(264, 18, 'TP2', 'DES_res[4].Q[264,18,TP2]') | 1
(264, 19, 'RESU6.5', 'DES_res[4].Q[264,19,RESU6.5]') | 1
(264, 19, 'RESU3.3', 'DES_res[4].Q[264,19,RESU3.3]') | 1
(264, 19, 'TP2', 'DES_res[4].Q[264,19,TP2]') | 1
(264, 20, 'RESU6.5', 'DES_res[4].Q[264,20,RESU6.5]') | 1
(264, 20, 'RESU3.3', 'DES_res[4].Q[264,20,RESU3.3]') | 1
(264, 20, 'TP2', 'DES_res[4].Q[264,20,TP2]') | 1
(264, 21, 'RESU6.5', 'DES_res[4].Q[264,21,RESU6.5]') | 1
(264, 21, 'RESU3.3', 'DES_res[4].Q[264,21,RESU3.3]') | 1
(264, 21, 'TP2', 'DES_res[4].Q[264,21,TP2]') | 1
(264, 22, 'RESU6.5', 'DES_res[4].Q[264,22,RESU6.5]') | 1
(264, 22, 'RESU3.3', 'DES_res[4].Q[264,22,RESU3.3]') | 1
(264, 22, 'TP2', 'DES_res[4].Q[264,22,TP2]') | 1
(264, 23, 'RESU6.5', 'DES_res[4].Q[264,23,RESU6.5]') | 1
(264, 23, 'RESU3.3', 'DES_res[4].Q[264,23,RESU3.3]') | 1
(264, 23, 'TP2', 'DES_res[4].Q[264,23,TP2]') | 1
(264, 24, 'RESU6.5', 'DES_res[4].Q[264,24,RESU6.5]') | 1
(264, 24, 'RESU3.3', 'DES_res[4].Q[264,24,RESU3.3]') | 1
(264, 24, 'TP2', 'DES_res[4].Q[264,24,TP2]') | 1

## X
variable value
(34, 1, 'DES_res[4].X[34,1]') | 0
(34, 2, 'DES_res[4].X[34,2]') | 0
(34, 3, 'DES_res[4].X[34,3]') | 0
(34, 4, 'DES_res[4].X[34,4]') | 0
(34, 5, 'DES_res[4].X[34,5]') | 0
(34, 6, 'DES_res[4].X[34,6]') | 0
(34, 7, 'DES_res[4].X[34,7]') | 0
(34, 8, 'DES_res[4].X[34,8]') | 0
(34, 9, 'DES_res[4].X[34,9]') | 0
(34, 10, 'DES_res[4].X[34,10]') | 1
(34, 11, 'DES_res[4].X[34,11]') | 1
(34, 12, 'DES_res[4].X[34,12]') | 1
(34, 13, 'DES_res[4].X[34,13]') | 1
(34, 14, 'DES_res[4].X[34,14]') | 1
(34, 15, 'DES_res[4].X[34,15]') | 1
(34, 16, 'DES_res[4].X[34,16]') | 1
(34, 17, 'DES_res[4].X[34,17]') | 1
(34, 18, 'DES_res[4].X[34,18]') | 0
(34, 19, 'DES_res[4].X[34,19]') | 0
(34, 20, 'DES_res[4].X[34,20]') | 0
(34, 21, 'DES_res[4].X[34,21]') | 0
(34, 22, 'DES_res[4].X[34,22]') | 0
(34, 23, 'DES_res[4].X[34,23]') | 0
(34, 24, 'DES_res[4].X[34,24]') | 0
(47, 1, 'DES_res[4].X[47,1]') | 0
(47, 2, 'DES_res[4].X[47,2]') | 0
(47, 3, 'DES_res[4].X[47,3]') | 0
(47, 4, 'DES_res[4].X[47,4]') | 0
(47, 5, 'DES_res[4].X[47,5]') | 0
(47, 6, 'DES_res[4].X[47,6]') | 0
(47, 7, 'DES_res[4].X[47,7]') | 0
(47, 8, 'DES_res[4].X[47,8]') | 0
(47, 9, 'DES_res[4].X[47,9]') | 1
(47, 10, 'DES_res[4].X[47,10]') | 1
(47, 11, 'DES_res[4].X[47,11]') | 1
(47, 12, 'DES_res[4].X[47,12]') | 1
(47, 13, 'DES_res[4].X[47,13]') | 1
(47, 14, 'DES_res[4].X[47,14]') | 1
(47, 15, 'DES_res[4].X[47,15]') | 1
(47, 16, 'DES_res[4].X[47,16]') | 1
(47, 17, 'DES_res[4].X[47,17]') | 1
(47, 18, 'DES_res[4].X[47,18]') | 0
(47, 19, 'DES_res[4].X[47,19]') | 0
(47, 20, 'DES_res[4].X[47,20]') | 0
(47, 21, 'DES_res[4].X[47,21]') | 0
(47, 22, 'DES_res[4].X[47,22]') | 0
(47, 23, 'DES_res[4].X[47,23]') | 0
(47, 24, 'DES_res[4].X[47,24]') | 0
(70, 1, 'DES_res[4].X[70,1]') | 0
(70, 2, 'DES_res[4].X[70,2]') | 0
(70, 3, 'DES_res[4].X[70,3]') | 0
(70, 4, 'DES_res[4].X[70,4]') | 0
(70, 5, 'DES_res[4].X[70,5]') | 0
(70, 6, 'DES_res[4].X[70,6]') | 0
(70, 7, 'DES_res[4].X[70,7]') | 0
(70, 8, 'DES_res[4].X[70,8]') | 0
(70, 9, 'DES_res[4].X[70,9]') | 0
(70, 10, 'DES_res[4].X[70,10]') | 1
(70, 11, 'DES_res[4].X[70,11]') | 1
(70, 12, 'DES_res[4].X[70,12]') | 1
(70, 13, 'DES_res[4].X[70,13]') | 1
(70, 14, 'DES_res[4].X[70,14]') | 1
(70, 15, 'DES_res[4].X[70,15]') | 1
(70, 16, 'DES_res[4].X[70,16]') | 1
(70, 17, 'DES_res[4].X[70,17]') | 1
(70, 18, 'DES_res[4].X[70,18]') | 1
(70, 19, 'DES_res[4].X[70,19]') | 0
(70, 20, 'DES_res[4].X[70,20]') | 0
(70, 21, 'DES_res[4].X[70,21]') | 0
(70, 22, 'DES_res[4].X[70,22]') | 0
(70, 23, 'DES_res[4].X[70,23]') | 0
(70, 24, 'DES_res[4].X[70,24]') | 0
(73, 1, 'DES_res[4].X[73,1]') | 0
(73, 2, 'DES_res[4].X[73,2]') | 0
(73, 3, 'DES_res[4].X[73,3]') | 0
(73, 4, 'DES_res[4].X[73,4]') | 0
(73, 5, 'DES_res[4].X[73,5]') | 0
(73, 6, 'DES_res[4].X[73,6]') | 0
(73, 7, 'DES_res[4].X[73,7]') | 0
(73, 8, 'DES_res[4].X[73,8]') | 0
(73, 9, 'DES_res[4].X[73,9]') | 1
(73, 10, 'DES_res[4].X[73,10]') | 1
(73, 11, 'DES_res[4].X[73,11]') | 1
(73, 12, 'DES_res[4].X[73,12]') | 1
(73, 13, 'DES_res[4].X[73,13]') | 1
(73, 14, 'DES_res[4].X[73,14]') | 1
(73, 15, 'DES_res[4].X[73,15]') | 1
(73, 16, 'DES_res[4].X[73,16]') | 1
(73, 17, 'DES_res[4].X[73,17]') | 1
(73, 18, 'DES_res[4].X[73,18]') | 0
(73, 19, 'DES_res[4].X[73,19]') | 0
(73, 20, 'DES_res[4].X[73,20]') | 0
(73, 21, 'DES_res[4].X[73,21]') | 0
(73, 22, 'DES_res[4].X[73,22]') | 0
(73, 23, 'DES_res[4].X[73,23]') | 0
(73, 24, 'DES_res[4].X[73,24]') | 0
(74, 1, 'DES_res[4].X[74,1]') | 0
(74, 2, 'DES_res[4].X[74,2]') | 0
(74, 3, 'DES_res[4].X[74,3]') | 0
(74, 4, 'DES_res[4].X[74,4]') | 0
(74, 5, 'DES_res[4].X[74,5]') | 0
(74, 6, 'DES_res[4].X[74,6]') | 0
(74, 7, 'DES_res[4].X[74,7]') | 0
(74, 8, 'DES_res[4].X[74,8]') | 0
(74, 9, 'DES_res[4].X[74,9]') | 1
(74, 10, 'DES_res[4].X[74,10]') | 1
(74, 11, 'DES_res[4].X[74,11]') | 1
(74, 12, 'DES_res[4].X[74,12]') | 1
(74, 13, 'DES_res[4].X[74,13]') | 1
(74, 14, 'DES_res[4].X[74,14]') | 1
(74, 15, 'DES_res[4].X[74,15]') | 1
(74, 16, 'DES_res[4].X[74,16]') | 1
(74, 17, 'DES_res[4].X[74,17]') | 1
(74, 18, 'DES_res[4].X[74,18]') | 1
(74, 19, 'DES_res[4].X[74,19]') | 0
(74, 20, 'DES_res[4].X[74,20]') | 0
(74, 21, 'DES_res[4].X[74,21]') | 0
(74, 22, 'DES_res[4].X[74,22]') | 0
(74, 23, 'DES_res[4].X[74,23]') | 0
(74, 24, 'DES_res[4].X[74,24]') | 0
(83, 1, 'DES_res[4].X[83,1]') | 0
(83, 2, 'DES_res[4].X[83,2]') | 0
(83, 3, 'DES_res[4].X[83,3]') | 0
(83, 4, 'DES_res[4].X[83,4]') | 0
(83, 5, 'DES_res[4].X[83,5]') | 0
(83, 6, 'DES_res[4].X[83,6]') | 0
(83, 7, 'DES_res[4].X[83,7]') | 0
(83, 8, 'DES_res[4].X[83,8]') | 0
(83, 9, 'DES_res[4].X[83,9]') | 0
(83, 10, 'DES_res[4].X[83,10]') | 1
(83, 11, 'DES_res[4].X[83,11]') | 1
(83, 12, 'DES_res[4].X[83,12]') | 1
(83, 13, 'DES_res[4].X[83,13]') | 1
(83, 14, 'DES_res[4].X[83,14]') | 1
(83, 15, 'DES_res[4].X[83,15]') | 1
(83, 16, 'DES_res[4].X[83,16]') | 1
(83, 17, 'DES_res[4].X[83,17]') | 1
(83, 18, 'DES_res[4].X[83,18]') | 1
(83, 19, 'DES_res[4].X[83,19]') | 0
(83, 20, 'DES_res[4].X[83,20]') | 0
(83, 21, 'DES_res[4].X[83,21]') | 0
(83, 22, 'DES_res[4].X[83,22]') | 0
(83, 23, 'DES_res[4].X[83,23]') | 0
(83, 24, 'DES_res[4].X[83,24]') | 0
(178, 1, 'DES_res[4].X[178,1]') | 0
(178, 2, 'DES_res[4].X[178,2]') | 0
(178, 3, 'DES_res[4].X[178,3]') | 0
(178, 4, 'DES_res[4].X[178,4]') | 0
(178, 5, 'DES_res[4].X[178,5]') | 0
(178, 6, 'DES_res[4].X[178,6]') | 0
(178, 7, 'DES_res[4].X[178,7]') | 0
(178, 8, 'DES_res[4].X[178,8]') | 0
(178, 9, 'DES_res[4].X[178,9]') | 1
(178, 10, 'DES_res[4].X[178,10]') | 1
(178, 11, 'DES_res[4].X[178,11]') | 1
(178, 12, 'DES_res[4].X[178,12]') | 1
(178, 13, 'DES_res[4].X[178,13]') | 1
(178, 14, 'DES_res[4].X[178,14]') | 1
(178, 15, 'DES_res[4].X[178,15]') | 1
(178, 16, 'DES_res[4].X[178,16]') | 1
(178, 17, 'DES_res[4].X[178,17]') | 1
(178, 18, 'DES_res[4].X[178,18]') | 0
(178, 19, 'DES_res[4].X[178,19]') | 0
(178, 20, 'DES_res[4].X[178,20]') | 0
(178, 21, 'DES_res[4].X[178,21]') | 0
(178, 22, 'DES_res[4].X[178,22]') | 0
(178, 23, 'DES_res[4].X[178,23]') | 0
(178, 24, 'DES_res[4].X[178,24]') | 0
(208, 1, 'DES_res[4].X[208,1]') | 0
(208, 2, 'DES_res[4].X[208,2]') | 0
(208, 3, 'DES_res[4].X[208,3]') | 0
(208, 4, 'DES_res[4].X[208,4]') | 0
(208, 5, 'DES_res[4].X[208,5]') | 0
(208, 6, 'DES_res[4].X[208,6]') | 0
(208, 7, 'DES_res[4].X[208,7]') | 0
(208, 8, 'DES_res[4].X[208,8]') | 0
(208, 9, 'DES_res[4].X[208,9]') | 0
(208, 10, 'DES_res[4].X[208,10]') | 1
(208, 11, 'DES_res[4].X[208,11]') | 1
(208, 12, 'DES_res[4].X[208,12]') | 1
(208, 13, 'DES_res[4].X[208,13]') | 1
(208, 14, 'DES_res[4].X[208,14]') | 1
(208, 15, 'DES_res[4].X[208,15]') | 1
(208, 16, 'DES_res[4].X[208,16]') | 1
(208, 17, 'DES_res[4].X[208,17]') | 1
(208, 18, 'DES_res[4].X[208,18]') | 1
(208, 19, 'DES_res[4].X[208,19]') | 0
(208, 20, 'DES_res[4].X[208,20]') | 0
(208, 21, 'DES_res[4].X[208,21]') | 0
(208, 22, 'DES_res[4].X[208,22]') | 0
(208, 23, 'DES_res[4].X[208,23]') | 0
(208, 24, 'DES_res[4].X[208,24]') | 0
(225, 1, 'DES_res[4].X[225,1]') | 0
(225, 2, 'DES_res[4].X[225,2]') | 0
(225, 3, 'DES_res[4].X[225,3]') | 0
(225, 4, 'DES_res[4].X[225,4]') | 0
(225, 5, 'DES_res[4].X[225,5]') | 0
(225, 6, 'DES_res[4].X[225,6]') | 0
(225, 7, 'DES_res[4].X[225,7]') | 0
(225, 8, 'DES_res[4].X[225,8]') | 0
(225, 9, 'DES_res[4].X[225,9]') | 0
(225, 10, 'DES_res[4].X[225,10]') | 1
(225, 11, 'DES_res[4].X[225,11]') | 1
(225, 12, 'DES_res[4].X[225,12]') | 1
(225, 13, 'DES_res[4].X[225,13]') | 1
(225, 14, 'DES_res[4].X[225,14]') | 1
(225, 15, 'DES_res[4].X[225,15]') | 1
(225, 16, 'DES_res[4].X[225,16]') | 0
(225, 17, 'DES_res[4].X[225,17]') | 0
(225, 18, 'DES_res[4].X[225,18]') | 0
(225, 19, 'DES_res[4].X[225,19]') | 0
(225, 20, 'DES_res[4].X[225,20]') | 0
(225, 21, 'DES_res[4].X[225,21]') | 0
(225, 22, 'DES_res[4].X[225,22]') | 0
(225, 23, 'DES_res[4].X[225,23]') | 0
(225, 24, 'DES_res[4].X[225,24]') | 0
(248, 1, 'DES_res[4].X[248,1]') | 0
(248, 2, 'DES_res[4].X[248,2]') | 0
(248, 3, 'DES_res[4].X[248,3]') | 0
(248, 4, 'DES_res[4].X[248,4]') | 0
(248, 5, 'DES_res[4].X[248,5]') | 0
(248, 6, 'DES_res[4].X[248,6]') | 0
(248, 7, 'DES_res[4].X[248,7]') | 0
(248, 8, 'DES_res[4].X[248,8]') | 1
(248, 9, 'DES_res[4].X[248,9]') | 1
(248, 10, 'DES_res[4].X[248,10]') | 0
(248, 11, 'DES_res[4].X[248,11]') | 1
(248, 12, 'DES_res[4].X[248,12]') | 0
(248, 13, 'DES_res[4].X[248,13]') | 1
(248, 14, 'DES_res[4].X[248,14]') | 1
(248, 15, 'DES_res[4].X[248,15]') | 1
(248, 16, 'DES_res[4].X[248,16]') | 1
(248, 17, 'DES_res[4].X[248,17]') | 1
(248, 18, 'DES_res[4].X[248,18]') | 1
(248, 19, 'DES_res[4].X[248,19]') | 1
(248, 20, 'DES_res[4].X[248,20]') | 0
(248, 21, 'DES_res[4].X[248,21]') | 0
(248, 22, 'DES_res[4].X[248,22]') | 0
(248, 23, 'DES_res[4].X[248,23]') | 0
(248, 24, 'DES_res[4].X[248,24]') | 0
(249, 1, 'DES_res[4].X[249,1]') | 0
(249, 2, 'DES_res[4].X[249,2]') | 0
(249, 3, 'DES_res[4].X[249,3]') | 0
(249, 4, 'DES_res[4].X[249,4]') | 0
(249, 5, 'DES_res[4].X[249,5]') | 0
(249, 6, 'DES_res[4].X[249,6]') | 0
(249, 7, 'DES_res[4].X[249,7]') | 0
(249, 8, 'DES_res[4].X[249,8]') | 1
(249, 9, 'DES_res[4].X[249,9]') | 1
(249, 10, 'DES_res[4].X[249,10]') | 1
(249, 11, 'DES_res[4].X[249,11]') | 1
(249, 12, 'DES_res[4].X[249,12]') | 1
(249, 13, 'DES_res[4].X[249,13]') | 1
(249, 14, 'DES_res[4].X[249,14]') | 1
(249, 15, 'DES_res[4].X[249,15]') | 1
(249, 16, 'DES_res[4].X[249,16]') | 1
(249, 17, 'DES_res[4].X[249,17]') | 1
(249, 18, 'DES_res[4].X[249,18]') | 1
(249, 19, 'DES_res[4].X[249,19]') | 0
(249, 20, 'DES_res[4].X[249,20]') | 0
(249, 21, 'DES_res[4].X[249,21]') | 0
(249, 22, 'DES_res[4].X[249,22]') | 0
(249, 23, 'DES_res[4].X[249,23]') | 0
(249, 24, 'DES_res[4].X[249,24]') | 0
(264, 1, 'DES_res[4].X[264,1]') | 0
(264, 2, 'DES_res[4].X[264,2]') | 0
(264, 3, 'DES_res[4].X[264,3]') | 0
(264, 4, 'DES_res[4].X[264,4]') | 0
(264, 5, 'DES_res[4].X[264,5]') | 0
(264, 6, 'DES_res[4].X[264,6]') | 0
(264, 7, 'DES_res[4].X[264,7]') | 0
(264, 8, 'DES_res[4].X[264,8]') | 0
(264, 9, 'DES_res[4].X[264,9]') | 1
(264, 10, 'DES_res[4].X[264,10]') | 1
(264, 11, 'DES_res[4].X[264,11]') | 1
(264, 12, 'DES_res[4].X[264,12]') | 1
(264, 13, 'DES_res[4].X[264,13]') | 1
(264, 14, 'DES_res[4].X[264,14]') | 1
(264, 15, 'DES_res[4].X[264,15]') | 1
(264, 16, 'DES_res[4].X[264,16]') | 1
(264, 17, 'DES_res[4].X[264,17]') | 1
(264, 18, 'DES_res[4].X[264,18]') | 1
(264, 19, 'DES_res[4].X[264,19]') | 0
(264, 20, 'DES_res[4].X[264,20]') | 0
(264, 21, 'DES_res[4].X[264,21]') | 0
(264, 22, 'DES_res[4].X[264,22]') | 0
(264, 23, 'DES_res[4].X[264,23]') | 0
(264, 24, 'DES_res[4].X[264,24]') | 0